## 11kV summary
11kV lines summary |  |  | 11kV lines size wise
| No. of Lines | Line length(KM) | Size | MN 11 KV(meter) | MS1 (meter) | MS2 (meter)
11KV MN | 928 | 420.5443 | 400 mm | 163728 | 95931 | 10525
MS-1 | 1144 | 573.5082 | 300 mm | 138957.5 | 268913.4 | 72805.5
MS-2 | 416 | 254.4058 | 240 mm | 4017 | 19239 | 19545.5
Total | 2488 | 1248.4583 | 150mm | 73517.5 | 128824.75 | 73844.8058
|  |  | 120 mm | 4377 | 2590 | 4918
|  |  | 95 mm | 33 | 14 | 0
|  |  | 70 mm | 14481.3 | 23763 | 27908.5
|  |  | 1 | 479 | 0 | 0
|  |  | Others | 20954 | 34233 | 44858.4942
|  |  | Total in Km | 420.5443 | 573.5082 | 254.4058

## 11KV Cables MN
FORMAT - 3
11 K.V Feeder Assests in M/N Division
S.No | From | To | Cable size in sqmm/3 C | Year of laying | Lenth of cable (Meter) | Pilca/XLPE
1 | S/S No. III (old)
|  | Vandana Building | 300 | 1983 | 709 | Pilca
|  | I/C to S/S No.3 New (Panel No.3) | 300 | 1972 | 120 | Pilca
|  | I/C to S/S No.3 New (Panel No.6) | 300 | 1972 | 120 | Pilca
|  | Chanderlok Building | 300 | 1970 | 370 | Pilca
|  | Hindustan Times | 300 | 2013-03-01 | 1248 | XLPE
|  | S/S No.2 (Vidyut Bhawan) | 300 | 1977 | 2500 | pilca
|  | U. S/S Janpath Lane(S/S NO.4) | 0.20/3C | 1960 | 720 | Pilca
|  | T.R.C | 300 | 1968 | 200 | Pilca
|  | Max Mullar Bhawan | 150 | 2013-03-01 | 749 | XLPE
|  | A.I.R | 150 | 1968 | 1348 | Pilca
|  | S/S No.6 | 300 | 2007 | 1607 | Pilca
|  | S/S Ice Factory | 300 | 2006 | 693 | XLPE
|  | Videsh Sanchar Bhawan | 400 | 2012-05-01 | 2512 | Pilca
|  | Hansalya | 300 | 1976 | 1132 | Pilca
|  | Statesman via Kailash Building | 70mmsq | 1968 | 1500 | Pilca
|  | Kerala House | 300 | 1978 | 780 | Pilca
|  | A.P. Guest House | 300 | 1982 | 800 | Pilca
|  | Jawahar Bhawan | 300 | 1990 | 958 | Pilca
|  | Transformer No.1 | 150mmsq | 2006 | 33 | Pilca
|  | Transformer No.2 | 150mmsq | 2009 | 17 | Pilca
|  | I/C 'C' BD to 'D' Bd | 300 | 1965 | 30 | Pilca
|  | I/C 'C' BD to 'B' Bd | 300 | 1975 | 32 | XLPE
|  | Coupler 'A' to 'B' Bd | 300 | 1982 | 9 | Pilca
|  | S/S Baird Lane | 300 | 1990 | 2500 | XLPE
|  | 15-17 Tolstoy Marg | 300 | 1989 | 900 | Pilca
|  | B.S.N.L | 400mmsq/3C | 2009 | 215 | XLPE
|  | Mega Centre | 300 | 1989 | 1673 | Pilca
|  | STC Cable No.1 & 2 | 300 | 1988 | 1436 | Pilca
| Total |  |  |  | 24911
2 | S/S No. 3 (New)
|  | Asha Deep | 300 | 1972 | 1120 | Pilca
|  | I/C HEL 'A' Bd | 300 | 1972 | 120 | Pilca
|  | Scindia House - I | 0.2''mm2 | 1964 | 975 | Pilca
|  | S/S Palika Kendra | 0.250''/3C | 1968 | 1463 | Pilca
|  | Shastri Bhawan -I | 0.20''/3C | 1972 | 1204 | Pilca
|  | Scindia House -II | 300 | 1972 | 975 | Pilca
|  | Krishi Bhawan | 300 | 1972 | 1129 | Pilca
|  | Shastri Bhawan -II | 300 | 1972 | 1204 | Pilca
|  | Con. Place -II | 300 | 1977 | 2280 | Pilca
|  | Con. Place -I | 300 | 1970 | 2250 | Pilca
|  | Handloom House cable No. I | 400mm2 /3c | 2015 | 1033 | XLPE
|  | Handloom House cable No. II | 400mm2 /3c | 2015 | 1036 | XLPE
|  | ESS No.3 (New) H.C. Mathur lane | 400mmsq | 3.7.2013 | 1478 | XLPE
| Total |  |  |  | 16267
3 | S/S STC
|  | S.T.C to Kidwai Bhawan | 300 | 1993 | 385 | Pilca
|  | DLF | 300 | 1988 | 1020 | Pilca
|  | Scindia House -I | 300 | 1988 | 960 | Pilca
|  | Scindia House -II | 300 | 1988 | 965 | Pilca
|  | Tr No. I to V | 150mmsq | 1988 | 112 | Pilca
|  | Mega Centre | 300 | 1988 | 1080 | Pilca
| Total |  |  |  | 4522
4 | S/S Chanderlok Building
|  | Kidwai Bhawan | 300 | 1971 | 309 | Pilca
|  | H.T cable for Trs. I to III | 150mmsq/3C | 2006 | 112 | Pilca
|  | Scindia House | 300 | 2006 | 995 | Pilca
| Total |  |  |  | 1416
5 | S/S T.R.C
|  | Kidwai Bhawan | 300 | 1978 | 505 | Pilca
|  | NDMC TRC to TRC | 300 | 1978 | 35 | Pilca
| Total |  |  |  | 540
6 | S/S Kerla House
|  | Thapar House | 300 | 1980 | 365 | Pilca
|  | Local Transformer I & II | 150mmsq | 2005 | 90 | Pilca
| Total |  |  |  | 455
7 | S/S BSNL
|  | School Lane | 400mmsq | 2007 | 1969 | XLPE
|  | Sanchar Bhawan | 300 | 2010 | 910 | XLPE
| Total |  |  |  | 2879
8 | S/S Ice Factory
|  | 6 Tilak Marg | 120 | 1965 | 2097
|  | S/S M.S Hostel | 120 | 1968 | 400 | Pilca
|  | Tr. No.I & II | 150mmsq | 2003 | 60 | Pilca
|  | USS Bhartiya Vidhya Bhawan | 300XLPE | 2007 | 653 | XLPE
| Total |  |  |  | 3210
9. House | S/S A.P. Guest
|  | Hydrabad House | 150mmsq | 2007 | 458 | Pilca
|  | M.S Flat | 150mmsq | 1978 | 170 | Pilca
|  | Baroda House | 400mmsq | 1995 | 812 | XLPE
|  | H.T. panel to Tr. No -I | 150mmsq | 1982 | 33 | Pilca
|  | H.T. panel to Tr. No -II | 150mmsq | 1982 | 26 | Pilca
|  | 3 R.P. Road | 150mmsq | 1991 | 258 | Pilca
| Total |  |  |  | 1757
10 | S/S Jawahar Bhawan
|  | 7, Raisina Road | 400mm | 2013 | 305 | XLPE
|  | Transformer I to III | 150mm | 1990 | 75 | Pilca
|  | Parliament House | 240mm | 1995 | 724 | XLPE
|  | 6 Jantar Mantar Road | 150mm | 1993 | 678 | XLPE
|  | Maridian Hotel | 300 | 1989 | 238 | Pilca
| Total |  |  |  | 2020
11 | S/S Thapar House
|  | Imperial Hotel | 150mm | 1968 | 98 | Pilca
|  | Janpath lane | 150mm | 1968 | 428 | XLPE
| Total |  |  |  | 526
12 | S/S 3Dr. Rajendar Prasad Road
|  | I.G.N.C.A. | 400MM | (1991) 2014 | 33 | XLPE
|  | Raksha Bhawan | 150mm | 1991 | 336 | Pilca
| Total |  |  |  | 369
13 | S/S Raksha Bhawan
|  | 16 Akbar Road | 150mm | 1991 | 1826 | Pilca
|  | CPWD Raksha Bhawan | 150 MM | 1991 | 15 | Pilca
| Total |  |  |  | 1841
14 | S/S Krishi Bhawan
|  | S/S N.A.I | 300 | 1970 | 360 | Pilca
|  | S/S Nirman Bhawan -I | 300 | 2009 | 1080 | XLPE
|  | S/S Nirman Bhawan -II | 300 | 1972 | 1101 | Pilca
|  | Parliament House | 300 | 2000 | 731 | XLPE
|  | Rashtrapati Bhawan | 300 | 1999 | 2850 | XLPE
|  | Yojna Bhawan | 400mmsq2 | 2013 | 813 | Pilca
|  | Parliament House A.C Plant | 400mmsq/3C | 2010 | 645 | XLPE
|  | Rail Bhawan | 400mmsq/3C | 2010 | 566 | XLPE
|  | Krishi Bhawan (CPWD) | 300 | 2010 | 244 | XLPE
|  | Rail Bhawan | 400mmsq/3C | 2010 | 65 | XLPE
|  | Raisina Road | 400mm2 /3c | 2012 | 262 | XLPE
|  | Red Cross | 0.25Sqr/in | 1958 | 650 | Pilca
| Total |  |  |  | 9367
15 | S/S Rail Bhawan
|  | NDMC Rail Bhawan to Rail Bhawan | 150 mm | 1987 | 55 | XLPE
|  | Vayu Bhawan | 400 MM | 2013 | 786 | XLPE
| Total |  |  |  | 841
16 | S/S Shastri Bhawan
|  | Parliament Annexe | 300 | 2008 | 1648 | Pilcca
|  | North Block CPWD | 400 mm | 2011 | 2550 | XLPE
|  | P.T.I | 300 | 2000 | 1651 | XLPE
|  | Shastri Bhawan CPWD | 300 | 2002 | 18 | XLPE
|  | S/S I.A.C | 0.250''/3C | 1967 | 1381 | Pilcca
|  | Record Office | 0.250''/3C | 1966 | 900 | Pilcca
|  | S/S Willingdon Hospital CPWD | 150mmsq/3C | 1971 | 2237.5 | Pilcca
|  | Nirman Bhawan | 0.20''/3C | 1954 | 1734 | Pilcca
| Total |  |  |  | 12119.5
17 | S/S Sangreela Hotel
|  | Janpath Hotel | 300 | 1982 | 105 | Pilca
|  | S/S/ No.III Incoming x2 Cables | 300 | 1982 | 600 | Pilca
|  | Imperial Hotel | 300 | 2004 | 920 | XLPE
|  | S/S No. 4 Feeder No. 1 | 300 | 1982 | 2275 | Pilca
|  | S/S No. 4 Feeder No. 2 | 300 | 1982 | 2297 | Pilca
| Total |  |  |  | 6197
18 | S/S Royal Plaza
|  | Sangreela Hotel | 300 | 1982 | 129 | Pilca
|  | Janpath Hotel | 300 | 1982 | 39 | Pilca
|  | Tr. No -I | 150mmsq | 1981 | 29 | Pilca
|  | Tr. No -II | 150mmsq | 1981 | 24 | Pilca
| Total |  |  |  | 221
19 | S/S Janpath Hotel
|  | NDMC Janpath Hotel To Janpath Hotel | 300 | 1969 | 48 | Pilca
20 | S/S Yojna Bhawan
|  | Yojna Bhawan CPWD | 0.10''/3C | 1960 | 200 | Pilca
|  | S/S DG (P&T) (GPO) | 150mmsq | 1960 | 200 | Pilca
|  | Jeeven Vihar | 0.250''/3C | 1960 | 434 | Pilca
|  | Jeevan Tara | 0.150''/3C | 1961 | 300 | Pilca
|  | M.P. Hostel | 150mmsq | 2000 | 552 | XLPE
|  | Hotel Sangreela | 300 | 1982 | 436 | Pilca
|  | Election Commission | 300 | 1972 | 517 | Pilca
|  | Dak -Tar Bhawan | 150mmsq/3C | 1984 | 123 | Pilca
| Total |  |  |  | 2762
21 | S/S Jeevan Vihar
|  | Jeewan Deep | 0.150''/3C | 1961 | 74 | Pilca
|  | Jeevan Vihar | 70mm2 | 2009 | 65 | Pilca
| Total |  |  |  | 139
22 | S/S Jeevan Deep
|  | Jeevan Tara | 0.150''/3C | 1961 | 135 | Pilca
|  | LIC Jeevan Deep | 0.150''/3C | 1961 | 22 | Pilca
| Total |  |  |  | 157
23 | S/S Jeevan Tara
|  | LIC Jeevan Tara | 150mm2 | 1961 | 20 | Pilca
24 | S/S Raisina Road
|  | Jawahar Bhawan (R. P. Road) | 400mm2 | 2012-03-01 | 42 | XLPE
|  | 2-4 Rafi Marg | 2x400mm2 | 2012-03-01 | 1273 | XLPE
|  | Kerla House | 400mm 2 | 2012-03-01 | 940 | XLPE
|  | N. A. I. | 2x400mm2 | 2012-03-01 | 900 | XLPE
|  | Shastri Bhawan | 400mm2 | 2012-03-01 | 328 | XLPE
|  | Jeevan Vihar | 400 mm2 | 2012-03-01 | 1139 | XLPE
|  | S. T. C. | 400mm2 | 2012-03-01 | 1672 | XLPE
|  | Vayu Bhawan | 400mm2 | 2012-03-01 | 1386 | XLPE
|  | Yojna Bhawan | 400mm2 | 2013-03-01 | 859 | XLPE
|  | 7Raisina Road | 400mm | 2013-03-01 | 319 | XLPE
| Total |  |  |  | 8878
25 . | S/S N.A.I.
|  | H.T cable I/C GEC to Kirloskar | 300 | 1991 | 31 | Pilca
|  | H.T cable 500KVA Tr. | 70mmsq | 1992 | 40.6 | Pilca
|  | H.T. cable Vidhyut Bhawan | 300 | 1992 | 215.5 | Pilca
|  | H.T. cable to Hotel Meridian | 300 | 1992 | 166 | Pilca
|  | H.T cable to Krishi Bhawan | 400mmsq | 2013 | 440 | XLPE
|  | H.T cable to Shastri Bhawan | 300 | 1992 | 203 | Pilca
|  | H.T cable to Shastri Bhawan | 300 | 1992 | 287 | Pilca
|  | H.T cable to Yojna Bhwan | 400mmsq | 2013 | 1149 | XLPE
|  | H.T cable XLPE North Block | 400mmsq | 2011 | 2675 | XLPE
|  | S/S National Archinves to CPWD S/S Shram Shakti Bhawan | 300 | 1999 | 1079 | XLPE
|  | N.A.I. CPWD | 300 | 1992 | 48 | Pilca
|  | Parliament Library | 400mm | 1992 | 2978 | XLPE
| Total |  |  |  | 9312.1
26 | S/S 2 -4 Rafi Marg
|  | Sharam Shakti Bhawan | 150mmsq/3C | 1970 | 15 | Pilca
|  | C.N.I Building | 0.250''/3C | 1960 | 364 | Pilca
|  | C.S.I.R (New) | 150mmsq/3C | 1984 | 175 | Pilca
|  | Red Cross | 300 | 1977 | 85 | Pilca
|  | I.N.S. | 120 | 1960 | 272 | Pilca
|  | M.P Hostel | 150mmsq/XLPE | 2008 | 902 | Pilca
|  | Baird Lane | 300 | 1984 | 1815 | Pilca
| Total |  |  |  | 3628
27 | S/S NAI (New) (Record Office)
|  | S/S NAI to S/S National Musium | 300 | 1999 | 293 | XLPE
|  | S/S Archives to Janpath (added 252+53) | 300 | 1999 | 305 | XLPE
|  | H.T cable for Transformer | 150mmsq | 1999 | 50.5 | XLPE
| Total |  |  |  | 648.5
28 | S/S C.S.I.R
|  | P.T.I | 70mmsq/3C | 1971 | 230 | Pilca
|  | New CSIR | 150mm/3C | 1984 | 85 | Pilca
|  | Tr. No I & II | 150mm | 1984 | 48 | Pilca
| Total |  |  |  | 363
29 | S/S Red Cross
|  | S/S B.D Marg | 300 | 2003 | 1427 | XLPE
|  | Reserv Bank Of India | 150mm2 | 1989 | 250 | Pilca
|  | Chemsford club | 150mm | 2008 | 455 | Pilca
|  | Tr No. I & II | 150mm | 2008 | 37 | Pilca
|  | A Board To B Board | 300 | 2003 | 12 | Pilca
| Total |  |  |  | 2181
30 | S/S Chemsford Club
|  | To Transformer 250kva | 25mm | 1971 | 16 | Pilca
31 | S/S R. B. I.
|  | NDMC R.B.I. To R.B.I. | 400mm2/3C | 1983 | 10 | XLPE
32 | S/S I.N.S
|  | H.T cable to Trans | 150mmsq | 1988 | 127 | Pilca
|  | H.T cable to Trans | 150mmsq | 1988 | 40 | Pilca
|  | Reserv Bank of India | 150mm | 1983 | 248 | Pilca
| Total |  |  |  | 415
33 | S/S PTI
|  | Tr. No IV | 150mm2 | 2009 | 30 | XLPE
|  | Parliament Library | 400mm | 2009 | 624 | XLPE
|  | Tr no. I to III | 150mm | 2009 | 90 | XLPE
| Total |  |  |  | 744
34 | S/S C - II Tilak Marg
|  | Supreme Court (New) | 300 | 1982 | 648 | XLPE
|  | Tilak Marg No.18 | 70mm | 1974 | 629 | Pilca
|  | Medical Health Centre High Court Cable No. I | 400mmsq | 2010 | 2050 | XLPE
|  | Medical Health Centre High Court Cable No. II | 400mmsq | 2010 | 2050 | XLPE
|  | I/C Crompton Board to SSG Board | 300 | 1984 | 20 | Pilca
|  | Tr. No. I | 70mmsq | 1984 | 40 | Pilca
|  | Tr. No. II | 70mmsq | 1984 | 44 | Pilca
|  | Capicitor Bank | 300 | 1990 | 40 | Pilca
|  | National Stadium | 400mmsq | 2010 | 2150 | XLPE
|  | Supreme Court -II | 400mmsq | 1994 | 653 | XLPE
|  | Bharat Hotel | 300 | 1984 | 2192 | Pilca
|  | Meridian Hotel | 300 | 1985 | 2660 | Pilca
|  | Indra Prakash | 400mm2 | 1990 | 2540 | XLPE
|  | Hight Court | 150mm2 | 2009 | 2050 | XLPE
| Total |  |  |  | 17766
35 | S/S Pump House
|  | H.T cable Tilak Marg to Tilak Lane Pump House No. I | 400mmsq | 1990 | 256 | XLPE
|  |  |  | 1990 | 67 | XLPE
|  | H.T cable Tilak Marg to Tilak Lane Pump House II | 400mm | 1990 | 336 | XLPE
|  | Law Institute | 150mmsq | 1990 | 290 | Pilca
|  |  |  | 1990 | 96 | XLPE
|  | H.T cable Lawyer Chamber Supreme court | 150mmsq | 1997 | 1324 | XLPE
|  | H.T cable pump House to CAT building | 150mmsq | 2004 | 1770 | XLPE
|  | 6Bhagwan Dass Raod | 150mm | 1990 | 1182 | Pilca
|  | Tr No. I | 150mm | 1990 | 14 | Pilca
|  | Tr No. II | 150mm | 1990 | 12 | Pilca
| Total |  |  |  | 5347
36 | S/S Supreme Court (New)
|  | 6, Bhagwan Dass Road | 150mm2 | 2013 | 819 | XLPE
|  | CPWD Supreme Court | 300 | 1976 | 80 | Pilca
|  |  | 300 | 1994 | 300 | Pilca
|  | School Lane Via Mandi House | 300 | 1982 | 2598 | Pilca
|  | U S/S Via 22, Tilak Marg | 300 | 2004 | 205 | Pilca
|  |  |  | 2004 | 212 | XLPE
|  | Lawyers Chembar | 150mm | 1990 | 980 | XLPE
|  | Bhartiya kala kendar | 150mm | 2007 | 1080 | XLPE
| Total |  |  |  | 6274
37 | S/S No.6
|  | S/S Hydrabad House | 150mmsq | 2002 | 718 | Pilca
|  | Delhi High Court | 150mmsq/3C | 1973 | 1615 | Pilca
|  | Baroda House | 400mm | 2009 | 173 | XLPE
|  | Indian Coast Guard | 400mm | 2013 | 1190 | XLPE
|  | C -II Flat Tilak Marg No. 1 | 0.250''/3C | 1956 | 1032 | Pilca
|  | C -II Flat Tilak Marg No. II | 300 | 1982 | 1517 | Pilca
|  | Tr. No -I | 70mmsq/3C | 2002 | 37 | Pilca
|  | Tr. No -II | 70mmsq/3C | 2002 | 47 | Pilca
|  | Coupler between C & D | 300mmsq/3C | 1975 | 25 | Pilca
|  | Akasha Mess | 1500mmsq/3C | 2002 | 1594 | XLPE
|  | CAT Building | 1500mmsq/3C | 2004 | 806 | XLPE
|  | Baroda House To Baroda House (New) | 150mm2 | 2003 | 220 | XLPE
| Total |  |  |  | 8974
38 | S/S Indian Coast Guard
|  | Tr No. I | 150mm | 2013 | 25 | XLPE
|  | Tr No. II | 150mm | 2013 | 22 | XLPE
| Total |  |  |  | 47
39 | S/S National Stadium
|  | S/S No. 7 | 400mmsq | 16705 | 1645 | XLPE
40 | DELHI HIGH COURT CAR PARKING
|  | National stadium to S/S No.7 via car parking | 400mmsq | 2013 | 375 | XLPE
|  | ESS Mandi house to carparking | 400mmsq | 2013 | 2694 | XLPE
| Total |  |  |  | 3069
41 | S/S T.V. CENTER
|  | FICCI | 70/150mmsq | 1973 | 417 | Pilca
|  | INT | 70/150mmsq | 1975 | 400 | Pilca
|  | Punjab house | 150mmsq | 1979 | 250 | Pilca
|  | School lane | 2*300mmsq | 1986 | 2880 | Pilca
|  | Tilak marg | 2*300mmsq | 1986 | 1498 | Pilca
|  | CPWD t.v. Center I | 150mmsq | 1986 | 11 | Pilca
|  | CPWD t.v. Center II | 150mmsq | 1986 | 11 | Pilca
|  | Bhawal pur House | 150mmsq | 1993 | 321 | Pilca
|  | Ravinder Bhawan | 300mmsq | 1996 | 752 | Pilca
|  | Nepal Embassy | 150mmsq | 1997 | 779 | XLPE
|  | Sapru House | 300mmsq | 2007 | 860 | Pilca
|  | 10 Bhagwan Das Road | 150mmsq | 2008 | 887 | XLPE
| Total |  |  |  | 9066
42 | S/S Punjab House
|  | Supreme Court | 150mmsq | 1986 | 1871 | Pilca
|  |  |  | 1994 | 210 | XLPE
|  | H.T Panel to Tr's | 150mmsq | 1990 | 250 | Pilca
|  | Haryana Bhawan | 150mmsq | 1990 | 232 | Pilca
| Total |  |  |  | 2563
43 | S/S Nepal Embassy
|  | H.T Panel to Transformer | 120 | 1997 | 15 | Pilca
|  | 34 Firoz Shah Road | 120 | 1997 | 693 | XLPE
| Total |  |  |  | 708
44 | S/S Mandi House
|  | Sapru House | 300mm2 | 2008 | 370 | XLPE
|  | National Gallary of Art, Jaipur House | 300mmsq | 2008 | 2173 | XLPE
|  | Sangli Mess | 400mmsq | 2008 | 503 | XLPE
|  | J Point | 400mmsq | 2008 | 847 | XLPE
|  | 35 Firoz Shah Road | 300mmsq | 2008 | 664 | XLPE
| Total |  |  |  | 4557
45 | S/S Asha Deep
|  | 10 Haily Road | 300mmsq | 1990 | 277 | Pilca
|  | 24 Firoz Shah Road | 70mmsq/3C | 1976 | 683 | Pilca
|  | Parkash Deep | 150mmsq/3C | 1976 | 600 | Pilca
|  | Scindia House | 120 | 1965 | 900 | Pilca
|  | Rohit House | 150mmsq/3C | 1968 | 500 | Pilca
|  | 25 B.K. Rd. | 70mmsq/3C | 1975 | 500 | Pilca
|  | 35 Firoz Shah Road | 300mmsq | 2008 | 498 | XLPE
|  | 30 Firoz Shah Road | 150mmsq | 2008 | 297 | Pilca
|  | Bang Bhawan | 300mmsq | 1990 | 277 | Pilca
|  | HT Panel Transformer | 70mmsq | 1971 | 22 | Pilca
| Total |  |  |  | 4554
46 | S/S J. Point
|  | Todarmal Lane | 300mmsq/3C | 1980 | 204 | Pilca
|  | Modern School | 300mmsq | 1997 | 824 | Pilca
|  | Bhawal pur House | 0.250'' | 1961 | 1400 | Pilca
|  |  | 300mmsq | 1990 | 254 | XLPE
|  | Sapru House via I.N.T | 300mm2 | 2007 | 836 | XLPE
|  | Bhawal pur House | 70mm | 1972 | 610 | Pilca
|  |  | 150mmsq | 1996 | 236 | XLPE
|  | Ficci | 400 mm2 | 2009 | 645 | XLPE
|  | Himachal Bhawam | 150mmsq | 1985 | 397 | Pilca
|  | H.T panel local Tr. No.1 | 150mmsq | 1985 | 30 | Pilca
|  | H.T panel local Tr. No.2 | 150mmsq | 1985 | 30 | Pilca
|  | Power finance corporation | 150mmsq/3C | 2010 | 1384 | XLPE
| Total |  |  |  | 6850
47 | S/S Sangli Mess
|  | H.T Cable Tr. No. I | 150mmsq | 1988 | 24 | Pilca
|  | H.T Cable Tr. No. II | 150mmsq | 1988 | 26 | Pilca
|  | S/S No.6 Copernics to Sangli Mess | 150mmsq | 1988 | 483 | Pilca
|  | Pump House | 300mmsq | 1988 | 1563 | Pilca
|  |  | 300mmsq | 1990 | 253 | Pilca
|  | Patiyala House | 150mmsq | 1988 | 490 | Pilca
|  | Maharashtra Sadan | 70mmsq | 1988 | 200 | Pilca
| Total |  |  |  | 3039
48 | S/S I.N.T
|  | H.T cable to Transformers | 150mm | 2008 | 25 | Pilca
49 | S/S Ravinder Bhawan
|  | Tr. No. I | 150mm | 1993 | 14 | Pilca
|  | Tr. No. II | 150mm | 193 | 16 | Pilca
| Total |  |  |  | 30
50 | S/S FICCI
|  | H.T cable to Tr. No.I & II | 150mm | 1990 | 139 | Pilca
51 | S/S Sapru House
|  | Tr. No -I & II | 70mmsq | 2006 | 39 | XLPE
|  | S/S I.N.T. | 300mm | 2006 | 860 | XLPE
| Total |  |  |  | 899
52 | S/S 1 Haily Road
|  | Bang Bhawan | 150mmsq | 2006 | 186 | XLPE
|  | Amba Deep | 150mmsq | 2006 | 632 | XLPE
|  | Tr. No. I | 150mmsq | 2006 | 25 | XLPE
|  | Tr. No. II | 150mmsq | 2006 | 15 | XLPE
| Total |  |  |  | 858
53 | S/S 5 Haily Road
|  | Bang Bhawan | 300mm | 1990 | 84 | XLPE
|  | H.T cable for Tr. No.1 | 150mm | 1990 | 21.5 | XLPE
|  | H.T cable for Tr. No.II | 150mm | 1990 | 15.5 | XLPE
|  | 17 K. G. Marg | 300mmsq | 1993 | 418 | XLPE
| Total |  |  |  | 539
54 | S/S 28 Firoz Shah Road
|  | Diwanshree Apartment | 150mmsq | 1986 | 150 | Pilca
|  | H.T cable for Tr. NO.I | 150mmsq | 1986 | 29.5 | Pilca
|  | H.T cable for Tr. NO.II | 150mmsq | 1986 | 35 | Pilca
|  | H.T cable for Tr. NO.I | 300mmsq | 1986 | 54 | Pilca
|  | H.T cable for Tr. NO.II | 300mmsq | 1986 | 48 | Pilca
|  | H.T cable for Tr. NO.I | 150mmsq | 1986 | 18 | Pilca
|  | H.T cable for Tr. NO.II | 150mmsq | 1980 | 16 | Pilca
| Total |  |  |  | 350.5
55 | S/S 10 Haily Road
|  | Dakshneshwar Building to 3 Haily Road | 300mmsq | 1990 | 238 | XLPE
|  | H.T cable for Tr. No.I | 150mmsq | 2003 | 15 | XLPE
|  | H.T cable for Tr. No.II | 150mmsq | 2003 | 20 | XLPE
|  | 28 Firoz Shah Road | 300mm | 2003 | 329 | XLPE
| Total |  |  |  | 602
56 | S/S 1 Bhagawan Das road US Embassy
|  | VCB Panel | 95mmsq | 2014-15 | 11 | XLPE
|  | Local transformer | 95mmsq | 2014-15 | 22 | XLPE
|  | 6 Bhagwan Dass Road | 150mm | 1977 | 300 | XLPE
| Total |  |  |  | 333
57 | S/S Faridkot House
|  | H.T cable to Copenicos Marg S/S No.6 | 150mmsq | 1991 | 172.5 | Pilca
|  | H.T cable S/S Haryana Bhawan | 150mmsq | 1991 | 172.5 | Pilca
|  | H.T cable Tr. No.1 | 70mmsq | 1991 | 9.5 | Pilca
|  | H.T cable Tr. No.II | 70mmsq | 1991 | 16.2 | Pilca
| Total |  |  |  | 370.7
58 | S/S Bhawal Pur House
|  | H.T cable Bhawal pur (o) to Bhawal pur (New) | 150mmsq | 1994 | 40 | Pilca
|  | H.T cable National School drama to NSD (N) Bhawal pur (O) to Bhawal pur (N) | 150mmsq | 1996 | 236 | XLPE
| Total |  |  |  | 276
59 | S/S 6 Bhagwan Dass Road
|  | Tr No. I | 70mmsqr | 1979 | 17 | Pilca
|  | Tr No. II | 70mmsqr | 1979 | 19 | Pilca
|  | Himachal Bhawan | 70mmsqr | 1979 | 627 | Pilca
|  | 22 Tilak Marg | 150mmsqr | 1979 | 502 | Pilca
| Total |  |  |  | 1165
60 | S/S 34 Firoz Shah Road
|  | H.T. cable to Tr. No.1&2 | 300msmq | 1995 | 61 | XLPE
|  | H.T. cable | 300msmq | 1995 | 248 | XLPE
|  | Ravinder Bhawan | 300msmq | 1995 | 500 | XLPE
| Total |  |  |  | 809
61 | S/S 9 Barakhamba Road
|  | Iran Embassy | 240mmsq | 1996 | 261 | XLPE
|  | School Lane | 240mmsq | 1996 | 552 | XLPE
|  | Tr no I & II. | 300mmsq | 1996 | 46
XLPE
| Total |  |  |  | 859
62 | S/S Iran Embasy
|  | 34 Firoz Shah Rd. | 300mmsq | 1996 | 547 | XLPE
|  | 9 Barakhamba Road | 300mmsq | 1996 | 251 | XLPE
| Total |  |  |  | 798
63 | S/S 22, Firoz Shah Road
|  | Amba Deep | 150mmsq | 2003 | 692 | XLPE
|  | Bang Bhawan | 150mmsq | 2003 | 597 | XLPE
|  | Tr. No I & Tr. No.II | 150mmsq |  | 50 | XLPE
|  | USS 10 -B Curzon Road | 150mmsq | 2008 | 47 | XLPE
|  | Amba Deep to USS 10 -B Curzon Road | 150mmsq | 2008 | 47 | XLPE
| Total |  |  |  | 1433
64 | S/S Akanksha
|  | 10, Bhagwan Dass Road | 150mmsq | 2005 | 524 | XLPE
|  | Tilak Marg | 150mmsq | 2003 | 1477 | XLPE
|  | HT Panel to Tr. | 70mm | 2003 | 17 | XLPE
| Total |  |  |  | 2018
65 | S/S Patiala House
|  | Patiala House to 6, Tilak Marg | 150mm | 2002 | 600 | XLPE
|  | Cable No I NSCI | 70mm | 1972 | 520 | Pilca
|  | Cable No II NSCI | 70mm | 1972 | 525 | Pilca
| Total |  |  |  | 1645
66 | S/S Todal Mal Lane
|  | H.T cable to Local Tr. | 150mmsq | 1997 | 30 | XLPE
67 | S/S Modern School
|  | H.T. cable Modern School to School Lane | 300mmsq | 1999 | 452 | XLPE
|  | Unitize S/S Modern School (School Lane) | 400mm | 2010 | 490 | XLPE
|  | Mayur Bhawan | 300mmsq | 1981 | 547 | Pilca
| Total |  |  |  | 1489
68 | S/S 22, Tilak Marg
|  | H.T cable Tr. Joint to USS | 300mmsq | 2009 | 123 | XLPE
|  | USS 22, Tilak Marg (135mtr) | 300mmsq | 2009 | 275 | XLPE
| Total |  |  |  | 398
69 | S/S 6, Tilak Marg (Sagar Apartment)
|  | Bhartiya Vidyut Bhawan | 300mmsq | 2007 | 1448 | XLPE
|  | Tr. No. I to H.T Panel | 70mm | 1975 | 15 | Pilca
|  | Tr. No. II to H.T panel | 70mm | 1975 | 15 | Pilca
| Total |  |  |  | 1478
70 | S/S 18 Tilak Marg
|  | HT Panel to Tr. | 70mm | 1990 | 12 | Pilca
|  | 22 Tilak Marg | 70mm | 1990 | 278 | Pilca
| Total |  |  |  | 290
71 | S/S 30 Firoz Shah Road
|  | HT Panel to Tr. No. I & II | 70mm | 1979 | 35 | Pilca
72 | S/S 3 Haily Road (Bang Bhawan)
|  | School Lane | 300mm | 1990 | 1064 | Pilca
|  | HT Panel to Tr No. I | 150mm | 1990 | 19 | Pilca
|  | HT Panel to Tr No. II | 150mm | 1990 | 27 | Pilca
|  | Scindia House | 300mm | 1990 | 997 | Pilca
| Total |  |  |  | 2107
73 | S/S 24 Firoz Shah Road
|  | HT Panel to Tr. | 70mm | 1983 | 25 | Pilca
74 | S/S New Lawyers Chamber of Supreme Court
|  | HT Panel to Tr. | 150mm | 2012 | 22 | XLPE
|  | HT Panel to LILO from Supreme Court | 150mm | 2012 | 160 | XLPE
| Total |  |  |  | 182
75 | S/S NEW MAHARASHTRA SADAN
|  | Vidhut bhawan | 400mmsq | 3.7201 | 2971 | XLPE
76 | CONNAUGHT PLACE | SUPER BAZAR | 1 | 2014 | 479 | XLPE
|  | GOPAL DASS | 400 | 2004 | 456 | XLPE
600
600
|  | KANCHAN JUNGA | 400 | 2014 | 863 | XLPE
|  | A BLOCK | 400 | 2014 | 490 | XLPE
|  | HINDUSTAN TIMES | 400 | 2002 | 831 | XLPE
|  | F BLOCK | 400 | 2004 | 585 | XLPE
|  | BOMBAY LIFE | 400 | 2009 | 600 | XLPE
|  | VCBP5(RR4) | 400 | 2013 | 600 | XLPE
|  | VCBP 11 | 400 | 2013 | 0 | ALL READY FEEDED
|  | STATESMAN | 300 | 2001 | 640 | XLPE
|  | VCBP 8(RR6) | 400 | 2013 | 0 | ALL READY FEEDED
|  | CSS 6 (USS) | 400 | 2013 | 0 | ALL READY FEEDED
|  | MINTO ROAD | 400 | 2011 | 304 | XLPE
|  | NDCR | 300 | 2004 | 452 | XLPE
|  | ASHOKA CARPET | 400 | 2014 | 803 | XLPE
|  | VCBP7(RR5) | 400 | 2013 | 0 | ALL READY FEEDED
|  | VCBP10 (RR-6) | 400 | 2013 | 0 | ALL READY FEEDED
|  | VCBP 14 | 400 | 2013 | 0 | ALL READY FEEDED
|  | VCBP9 (RR6) | 400 | 2013 | 0 | ALL READY FEEDED
|  | PSS14(RR6) | 400 | 2013 | 0 | ALL READY FEEDED
|  | PSS11 | 400 | 2013 | 0 | ALL READY FEEDED
|  | PALIKA BAZAR | 400 | 2013 | 950 | XLPE
|  | BHARAT HOTEL | 400 | 2014 | 900 | XLPE
|  | I/ C B BOARD TO A BOARD | 300 | 1995 | 15 | XLPE
|  | I/C MEGAWIN TO A BOARD | 300 | 2014 | 15 | XLPE
|  | LOCAL TR. 5 | 150 | 2014 | 25 | XLPE
|  | CAPACITOR BANK SSG BOARD | 300 | 1995 | 30 | XLPE
|  | I/C SSG BOARD | 300 | 1995 | 20 | XLPE
|  | LOCAL TR. 1 | 150 | 1995 | 35 | PILCA
|  | LOCAL TR. 2 | 150 | 1995 | 35 | PILCA
|  | LOCAL TR. 3 | 150 | 1995 | 30 | PILCA
|  | LOCAL TR. 4 | 150 | 1995 | 25 | XLPE
|  | I/C AREVA TO SSG BOARD | 300 | 2010 | 140 | XLPE
|  | I/C SSG BOARD TO MAGAWING BD | 300 | 2014 | 20 | XLPE
|  | CAPACITOR BANK MEGAWIN BOARD | 300 | 1995 | 30 | XLPE
| Total |  |  |  | 2240
77 | SCHOOL LANE | KANCHAN JUNGA | 400 | 2006 | 150 | XLPE
|  | BHARAT HOTEL | 300 | 1987 | 600 | XLPE
|  | AMBA DEEP | 400 | 1992 | 765 | XLPE
|  | VIJAY BUILDING | 400 | 1999 | 250 | XLPE
|  | NAIRAN MANZIL | 300 | 2002 | 747 | XLPE
|  | KAILASH BUILDING | 300 | 2005 | 694 | XLPE
|  | MODREN SCHOOL | 300 | 1993 | 600 | XLPE
|  | STATESMAN | 300 | 2001 | 544 | XLPE
|  | BUNG BHAWAN | 300 | 2001 | 1065 | XLPE
|  | F BLOCK | 400 | 2004 | 718 | XLPE
|  | DCM | 300 | 1993 | 106 | XLPE
|  | CSS-3 | 400 | 2013 | 0 | ALL READY FEEDED
|  | NAVRANG HOUSE | 300 | 2002 | 747 | XLPE
|  | LOCAL TR. NO.1 | 150 | 1993 | 20 | PILCA
|  | LOCAL TR. NO.2 | 150 | 2016 | 26 | XLPE
|  | I/C A BD TO B BOARD | 400 | 2002 | 77 | XLPE
|  | I/C B BD TO C BOARD | 400 | 1993 | 78 | XLPE
|  | I/C A BD TO C BOARD | 400 | 2002 | 77 | XLPE
|  | BSNL | 400 | 2009 | 1900 | XLPE
|  | TILAK MARG | 300 | - | 0 | ESS NO. 3
|  | NILGIRI APPARTMENT | 300 | - | 0 | ESS NO. 3
|  | CAPACITOR BANK | 400 | 2014 | 64 | XLPE
| Total |  |  |  | 9228
78 | SCINDIA HOUSE | AMBA DEEP | 400 | 2002 | 594 | XLPE
|  | BOMBAY LIFE | 400 | 2010 | 589 | XLPE
|  | PALIKA BAZAR | 400 | 2011 | 380 | XLPE
|  | HCM LANE | 300 | 1990 | 820 | ESS NO. 3
|  | PALIKA KENDRA | 400 | 2012 | 976 | XLPE
|  | KAILASH BUILDING | 300 | 1975 | 299 | PILCA
|  | LIC | 400 | 2014 | 100 | XLPE
|  | INDIAN OIL BHAWAN | 400 | 2011 | 392 | XLPE
|  | MERCENTILE HOUSE | 400 | 2014 | 280 | XLPE
|  | USIS ( AMERICAN CENTRE) | 150 | 1972 | 410 | PILCA
|  | ANSAL BHAWAN | 300 | 1976 | 575 | PILCA
|  | NAVRANG HOUSE | 300 | 1995 | 545 | XLPE
|  | CHANDER LOK | 300 | - | 0 | ESS NO. 3
|  | HANDLOOM HOUSE JANPATH LANE | 400 | 2012 | 458 | XLPE
|  | CSS4 COMPITENT | 400 | 2013 | 0 | ALL READY FEEDED
|  | CAR PARKING | 300 | 1993 | 817 | PILCA
|  | LOCAL TR. 1 | 150 | 1990 | 60 | PILCA
|  | LOCAL TR. 2 | 150 | 1990 | 60 | PILCA
|  | LOCAL TR. 3 | 150 | 1990 | 40 | PILCA
|  | USS SCINDIA HOUSE | 300 | 2014 | 80 | XLPE
|  | I/C GEC BD TO SSG BOARD | 400 | 2014 | 50 | XLPE
|  | CAPACITOR BANK SSG BOARD | 400 | 2014 | 74 | XLPE
|  | CAPACITOR BANK GEC BOARD | 400 | 1990 | 60 | PILCA
|  | Total |  |  | 7659
79 | BD MARG | CPWD NORTH BLOCK | 400 | 2009 | 1580 | XLPE
|  | PARLIAMENT LIABRARY | 400 | 2005 | 2420 | XLPE
|  | RED CROSS | 400 | 2005 | 1625 | XLPE
|  | SWIMMING POOL | 400 | 2010 | 2200 | XLPE
|  | DMRC | 400 | 2010 | 1256 | XLPE
|  | PGI MER | 400 | 2012 | 460 | XLPE
|  | PNB | 400 | 2013 | 955 | XLPE
|  | BKS 1 | 400 | 2010 | 105 | XLPE
|  | CAPACITOR BANK | 400 | 2014 | 100 | XLPE
|  | Total |  |  | 10701
80 | BAIRED LANE | GOLE MARKET | 400 | 2010 | 1275 | XLPE
|  | IAC | 400 | 2012 | 1317 | XLPE
|  | PALIKA KENDRA1 | 400 | 2010 | 1393 | XLPE
|  | PALIKA KENDRA2 | 400 | 2010 | 1408 | XLPE
|  | DLF | 300 | 1982 | 1250 | PILCA
|  | SANGRILA HOTEL | 300 | 1981 | 1850 | PILCA
|  | RASTARPATI BHAWAN | 300 | 1993 | 2627 | XLPE
|  | PARLIAMENT AC PLANT | 300 | 2008 | 2312 | XLPE
|  | 2-4 RAFI MARG | 300 | 1984 | 1815 | PILCA
|  | POLICE STATION MANDIR MARG | 400 | 2012 | 1984 | XLPE
|  | BKS-I | 300 | 1980 | 1050 | PILCA
|  | PESHWA ROAD | 400 | 2010 | 1384 | XLPE
|  | I/C HEL BOARD TO SSG BOARD | 300 | 1982 | 60 | PILCA
|  | CAPACITOR BANK-I SSG BOARD |  | 1986 | 50 | PILCA
|  | CAPACITOR BANK-II SSG BOARD |  | 2003 | 50 | XLPE
|  | LOCAL TR. 1 | 150 | 1978 | 40 | PILCA
|  | LOCAL TR. 2 | 150 | 2014 | 35 | XLPE
|  | CLIVE SQUARE | 400 | 2010 | 1254 | XLPE
|  | BKS-II | 400 | 2010 | 438 | XLPE
|  | 3 BD MARG | 400 | 2014 | 520 | XLPE
|  | YMCA | 400 | 2010 | 890 | XLPE
|  | GURDAWARA BANGLA SAHIB | 400 | 2012 | 761 | XLPE
|  | INDOOR STADIUM | 400 | 2009 | 1460 | XLPE
|  | HANUMAN ROAD | 400 | 2010 | 1091 | XLPE
|  | VSNL | 150 | 1975 | 378 | PILCA
|  | ESS NO. 3 | - | - | 0 | ESS NO. 3
|  | SHIVAJI STADIUM | 300 | 1982 | 1263 | PILCA
|  | NEW EMERGENCY BLOCK RML | 400 | 2015 | 1012 | XLPE
|  | RAJA BAZAR | 400 | - | 0 | ALL READY FEEDED
|  | RML | 150 | 1971 | 1325 | PILCA
|  | BHAI VEER SINGH MARG | 400 | 2010 | 330 | XLPE
|  | KALI BARI MARG | 150 | 1978 | 520 | PILCA
|  | I/C HEL BD TO CROMPTON BOARD | 300 | 1982 | 70 | PILCA
|  | Total |  |  | 31212
81 | Raja Bazar | CLIVE SQUARE | 400 | 2009 | 2200 | XLPE
|  | DISTRICT CENTRE | 400 | 2012 | 575 | XLPE
|  | BKS -II | 400 | 2012 | 619 | XLPE
|  | EMERGENCY RML | 400 | RML | 2007 | XLPE
|  | RR-2 VCBP-2 | 400 | - | 0 | ALL READY FEEDED
|  | MARINA HOTEL | 400 | 2013 | 1200 | XLPE
|  | RR-2 VCBP-1 | 400 | 2013 | 0 | ALL READY FEEDED
|  | RR-2 PSS-2 | 400 | 2013 | 0 | ALL READY FEEDED
|  | GOLE MARKET | 400 | 2010 | 1150 | XLPE
|  | PALIKA PLACE | 400 | 2009 | 1250 | XLPE
|  | KALAWATI | 400 | 2012 | 998 | XLPE
|  | SHIVAJI STADIUM NEW | 400 | 2009 | 250 | XLPE
|  | BAIRED LANE CROMPTON BOARD | 400 | 2012 | 976 | XLPE
|  | CAPACITOR BANK | 400 | 2015 | 40 | XLPE
|  | LOCAL TR. NO.1 | 150 | 2012 | 23 | XLPE
|  | I/C B BOARD | 400 | 2009 | 45 | XLPE
|  | LOCAL TR. II | 150 | 2012 | 21 | XLPE
|  | CAPACITOR II | 400 | 2015 | 40 | XLPE
|  | Total |  |  | 11394
82 | HANUMAN ROAD | SHIVAJI STADIUM NEW | 300 | 2003 | 1027 | XLPE
|  | NDCC PH-II, PANEL NO-2 | 300 | 2008 | 365 | XLPE
|  | NDCC PH-II, PANEL NO-11 | 300 | 2008 | 373 | XLPE
|  | SUNAIR HOTEL | 300 | 2001 | 2060 | XLPE
|  | MEGA CENTRE | 300 | 1998 | 348 | XLPE
|  | BKS-II | 400 | 2010 | 705 | XLPE
|  | OLD HANUMAN ROAD | 400 | 2010 | 257 | XLPE
|  | NARAIN MANZIL | 300 | 2007 | 1377 | XLPE
|  | HOTEL SHANGRILA | 300 | 2007 | 1540 | XLPE
|  | NBH AIR | 300 | 2007 | 1144 | XLPE
|  | BSNL | 400 | 2007 | 2031 | XLPE
|  | SANCHAR BHAWAN | 400 | 2009 | 1150 | XLPE
|  | I/C B BOARD | 400 | 2006 | 37 | XLPE
|  | LOCAL TR. 1 | 70 | 1998 | 50 | XLPE
|  | BAIRD LANE | 300 | 1983 | 1690 | PILCA
|  | CAPACITOR BANK A-BOARD | 400 | 2003 | 40 | XLPE
|  | MOHAN SINGH PLACE | 300 | 2011 | 500 | XLPE
|  | CAPACITOR BANK B- BOARD | 400 | 2014 | 56 | XLPE
|  | BHAI VEER SINGH MARG | 400 | 2005 | 1400 | XLPE
|  | Total |  |  | 16150
83 | KANCHAN JUNGA | PFC | 150 | 2014 | 250 | XLPE
|  | DELHI POLICE BK ROAD | 400 | 2014 | 240 | XLPE
|  | NIRMAL TOWER | 70 | 1970 | 325 | PILCA
|  | HANSALAYA | 300 | 1976 | 254 | PILCA
|  | FCI | 70 | 1971 | 380 | PILCA
|  | LOCAL TR. II | 150 | 1971 | 40 | PILCA
|  | LOCAL TR. 1 | 150 | 1971 | 35 | PILCA
|  | CONNAUGHT PLACE | 400 | - | 0 | ALL READY FEEDED
|  | AKASH DEEP | 70 | 1970 | 502 | PILCA
|  | DCM | 300 | 1990 | 120 | PILCA
|  | LOCAL TR. III | 150 | 1971 | 45 | PILCA
|  | SCHOOL LANE | 400 | - |  | ALL READY FEEDED
|  | Total |  |  | 2191
84 | HANDLOOM HOUSE | DLF MULTI LEVEL PARKING | 400 | 2014 | 290 | XLPE
|  | RP LANE | 400 | 2016 | 0 | ESS NO. 3
|  | ESS NO. 3 | 400 | 2016 | 1033 | ESS NO. 3
|  | THAPR HOUSE | 70 | 1980 | 300 | PILCA
|  | PALIKA KENDRA | 400 | 2012 | 628 | XLPE
|  | SCINDIA HOUSE | 400 | - | 0 | ALL READY FEEDED
|  | EMPERIAL HOTEL | 150 | 1980 | 300 | PILCA
|  | ESS HANDLOOM HOUSE |  | 2014 | 40 | XLPE
|  | LOCAL TR. | 150 | 2014 | 30 | XLPE
|  | ESS NO. 3 | 400 | 2016 | 1036 | XLPE
|  | Total |  |  | 3657
85 | AKASH DEEP | KANCHAN JUNGA | 70 | - |  | ALL READY FEEDED
86 | ANSAL BHAAWAN | SCINDIA HOUSE | 300 | - | 0 | ALL READY FEEDED
|  | LOCAL TR. 1 | 150 | 1991 | 40 | PILCA
|  | LOCAL TR. II | 150 | 1991 | 40 | PILCA
|  | LOCAL TR. III | 150 | 1991 | 40 | PILCA
|  | PRAKASH DEEP | 150 | 1987 | 500 | PILCA
|  | Total |  |  | 620
87 | ASHOKA CARPET | LOCAL TR. III | 150 | 1977 | 40 | PILCA
|  | CONNAUGHT PLACE | - | - | 0 | ALL READY FEEDED
|  | LOCAL TR. I | 150 | 1977 | 40 | PILCA
|  | LOCAL TR. II | 150 | 1977 | 45 | PILCA
|  | NEW DELHI HOUSE | 300 | 1977 | 219 | PILCA
|  | Total |  |  | 344
88 | ATMA RAM | HANSALAYA | 70 | 1970 | 130 | PILCA
89 | ANTRIKSH BHAWAN | 14 KG MARG ( AMBA DEEP) | 300 | 1995 | 384 | XLPE
|  | LOCAL TR. 1 | 150 | 1990 | 50 | XLPE
|  | LOCAL TR. II | 150 | 1990 | 40 | XLPE
|  | LOCAL TR. III | 150 | 1990 | 45 | XLPE
|  | Total |  |  | 519
90 | A- BLOCK | CONNAUGHT PLACE | 400 | - | - | ALL READY FEEDED
|  | LOCAL TR. I | 150 | 2004 | 40 | XLPE
|  | LOCAL TR. II | 150 | 2004 | 40 | XLPE
|  | ESTATE EMPORIUM | 400 | 2004 | 561 | XLPE
|  | Total |  |  | 641
91 | ARUNACHAL BUILDING | VIJAY BUILDING | 400 | 1988 | 150 | XLPE
|  | LOCAL TR. 1 | 150 | 1988 | 60 | XLPE
|  | LOCAL TR. II | 150 | 1988 | 50 | XLPE
|  | LOCAL TR. III | 150 | 1988 | 70 | XLPE
|  | INDER PRAKASH BUILDING | 400 | 1988 | 160 | XLPE
|  | Total |  |  | 490
92 | AMBA DEEP | ANTRIKSH BHAWAN | 300 | - | - | ALL READY FEEDED
|  | LOCAL TR. 1 | 150 | 1992 | 26 | XLPE
|  | LOCAL TR. II | 150 | 1992 | 30 | XLPE
|  | LOCAL TR. III | 150 | 1992 | 24 | XLPE
|  | SCHOOL LANE | 400 | - | 0 | ALL READY FEEDED
|  | BRITISH COUNCIL | 300 | 1992 | 410 | XLPE
|  | SCINDIA HOUSE | 400 | - | 0 | ALL READY FEEDED
|  | HAILY ROAD | 150 | - | 0 | ESS NO. 3
|  | AMERICAN CENTRE | 150 | 1992 | 550 | XLPE
|  | DIWAN CHAND 10 KG MARG | 150 | - | 0 | ESS NO. 3
|  | Total |  |  | 1040
93 | BOMBAY LIFE | SCINDIA HOUSE | 400 | - | - | ALL READY FEEDED
|  | LOCAL TR. I | 150 | 1990 | 40 | XLPE
|  | LOCAL TR. II | 150 | 1990 | 40 | XLPE
|  | CONNAUGHT PLACE | 400 | - | - | ALL READY FEEDED
|  | Total |  |  | 80
94 | BHARAT HOTEL | CONNAUGHT PLACE | 400 | - | - | ALL READY FEEDED
|  | SCHOOL LANE | 400 | - | - | ALL READY FEEDED
|  | LOCAL TR. 1 | 150 | 1987 | 50 | PILCA
|  | LOCAL TR. II | 150 | 1987 | 70 | PILCA
|  | LOCAL TR. III | 150 | 1987 | 60 | PILCA
|  | LOCAL TR. IV | 150 | 1987 | 70 | PILCA
|  | LOCAL TR. V | 150 | 1987 | 70 | PILCA
|  | LOCAL TR. VI | 150 | 1987 | 60 | PILCA
|  | OFFICE BLOCK | 70 | 1987 | 250 | PILCA
|  | TILAK MARG | 300 | 1987 | 1300 | PILCA
| Total |  |  |  | 1930
95 | BRITISH COUNCIL | AMBA DEEP | 300 | - | - | ALL READY FEEDED
|  | LOCAL TR. I | 150 | 1952 | 40 | PILCA
|  | LOCAL TR. II | 150 | 1952 | 30 | PILCA
|  | HAILY ROAD | - | - | - | ESS NO. 3
| Total |  |  |  | 70
96 | CAR PARKING | G BLOCK CY | 400 | 2013 |  | ALL READY FEEDED
|  | PALIKA BAZAR SIEMENS BOARD | 400 | 2014 | 504 | XLPE
|  | LOCAL TR. I | 150 | 1983 | 30 | PILCA
|  | LOCAL TR. II | 150 | 1983 | 20 | PILCA
|  | LOCAL TR. 4 | 150 | 1983 | 30 | PILCA
|  | PALIKA BAZAR BIECCO BOARD | 400 | 2011 | 420 | XLPE
|  | I/C A BOARD TO B BOARD | 400 | 2014 | 10 | XLPE
| Total |  |  |  | 1014
97 | CONNAUGHT CIRCUS | LOCAL TR. I | 150 | 2004 | 17 | XLPE
|  | SHIVAJI STADIUM | 400 | 2014 | 260 | XLPE
|  | LOCAL TR. II | 150 | 2004 | 20 | XLPE
| Total |  |  |  | 297
98 | DCM | LOCAL TR. I | 150 | 1990 | 40 | XLPE
|  | LOCAL TR. II | 150 | 1990 | 35 | XLPE
|  | LOCAL TR. III | 150 | 1990 | 30 | XLPE
|  | KANCHAN JUNGA | 300 | - | - | ALL READY FEEDED
|  | SCHOOL LANE | 300 | - | - | ALL READY FEEDED
|  | 28 BK ROAD ( GOPAL DASS) | 300 | 1952 | 375 | PILCA
| Total |  |  |  | 480
99 | DLF | STC | 300 | - | - | ESS NO. 3
|  | LOCAL TR. I | 150 | 1992 | 10 | XLPE
|  | LOCAL TR. II | 150 | 1992 | 20 | XLPE
|  | LOCAL TR. III | 150 | 1992 | 35 | XLPE
|  | LOCAL TR. IV | 150 | 1992 | 30 | XLPE
| Total |  |  |  | 95
100 | FCI | SUPER BAZAR | 70 | 1974 | 670 | PILCA
|  | LOCAL TR. I | 70 | 1971 | 50 | PILCA
|  | KANCHAN JUNGA | 70 | 1971 | 380 | PILCA
|  | LOCAL TR. II | 70 | 1971 | 50 | PILCA
| Total |  |  |  | 1150
101 | GOPAL DASS | DCM BUILDING | 300 | - | - | ALL READY FEEDED
|  | LOCAL TR. I | 150 | 1992 | 30 | XLPE
|  | LOCAL TR. II | 150 | 1992 | 30 | XLPE
|  | LOCAL TR. III | 150 | 1992 | 30 | XLPE
|  | LOCAL TR. IV | 150 | 1992 | 40 | XLPE
|  | CONNAUGHT PLACE | 400 | - | - | ALL READY FEEDED
| Total |  |  |  | 130
102 | HIMALAYA HOUSE | SURYA KIRAN BUILDING | 400 | 1976 | 500 | PILCA
|  | LOCAL TR. I | 150 | 1976 | 30 | PILCA
|  | LOCAL TR. II | 150 | 1976 | 35 | PILCA
|  | LOCAL TR. III | 150 | 1976 | 30 | PILCA
|  | LIC BUILDING | 300 | 1976 | 180 | PILCA
| Total |  |  |  | 775
103 | HANSALAYA | ESS NO. 3 | 300 | - | - | ESS NO. 3
|  | LOCAL TR. I | 70 | 1978 | 40 | PILCA
|  | LOCAL TR. II | 70 | 1978 | 40 | PILCA
|  | LOCAL TR. III | 70 | 1978 | 45 | PILCA
|  | ATMA RAM | 70 | - | - | ALL READY FEEDED
|  | KANCHAN JUNGA | 1 | - | - | ALL READY FEEDED
| Total |  |  |  | 125
104 | INDIAN OIL BHAWAN | PALIKA KENDRA | 400 | 2012 | 447 | XLPE
|  | LOCAL TR. I | 150 | 1998 | 40 | XLPE
|  | LOCAL TR. II | 150 | 1998 | 45 | XLPE
|  | USS REGAL | 400 | 2014 | 433 | XLPE
|  | BANK OF BARODA | 70 | 1970 | 220 | PILCA
|  | SCINDIA HOUSE | 400 | - | - | ALL READY FEEDED
| Total |  |  |  | 1185
105 | INDRA PRAKASH BUILDING | ARUNCHAL BUILDING | 400 | - | - | ALL READY FEEDED
|  | LOCAL TR. I | 150 | 1988 | 40 | XLPE
|  | LOCAL TR. II | 150 | 1988 | 40 | XLPE
|  | LOCAL TR. III | 150 | 1988 | 42 | XLPE
|  | TILAK MARG | 400 | - | - | ESS NO. 3
| Total |  |  |  | 122
106 | JEEVAN BHARATI | STC | 150 | 1993 | 627 | XLPE
|  | LOCAL TR. I | 150 | 1992 | 33 | XLPE
|  | MEGA CENTRE | 300 | 1993 | 150 | PILCA
| Total |  |  |  | 810
107 | KAILASH BUILDING | BIRLA HOUSE | 150 | 2005 | 229 | XLPE
|  | ECE HOUSE | 70 | 1975 | 100 | PILCA
|  | LOCAL TR. I | 70 | 1977 | 30 | PILCA
|  | LOCAL TR. II | 70 | 1977 | 40 | PILCA
|  | LOCAL TR. III | 70 | 1977 | 40 | PILCA
|  | NEW DELHI HOUSE | 300 | 1975 | 187 | PILCA
|  | ESS NO. 3 | 300 | - | - | ESS NO. 3
|  | SCHOOL LANE | 300 | - | - | ALL READY FEEDED
|  | SCINDIA HOUSE | 300 | - | - | ALL READY FEEDED
| Total |  |  |  | 626
108 | MERCENTILE HOUSE | 13 TOLSTOY MARG (MOHAN DEV) | 300 | 1991 | 277 | XLPE
|  | LOCAL TR. I | 150 | 1991 | 28 | XLPE
|  | LOCAL TR. II | 150 | 1991 | 19 | XLPE
|  | LOCAL TR. III | 150 | 1991 | 18 | XLPE
|  | SCINDIA HOUSE | 400 | - | - | ALL READY FEEDED
| Total |  |  |  | 342
109 | LIC BUILDING | SCINDIA HOUSE | 400 | - | - | ALL READY FEEDED
|  | LOCAL TR. I | 150 | 1970 | 40 | PILCA
|  | MARUTI UDYOG | 70 | 1970 | 55 | PILCA
|  | HIMALAYA HOUSE | 300 | - | - | ALL READY FEEDED
| Total |  |  |  | 95
110 | MAYUR BHAWAN | SUPER BAZAR | 300 | 2001 | 55 | XLPE
|  | LOCAL TR.I | 150 | 2001 | 28 | XLPE
|  | LOCAL TR. II | 150 | 2001 | 28 | XLPE
|  | MODREN SCHOOL | 300 | - | - | ESS NO. 3
| Total |  |  |  | 111
111 | MARINA HOTEL | RAJA BAZAR | 400 | - | - | ALL READY FEEDED
|  | CSS -5 | 400 | 2013 |  | ALL READY FEEDED
|  | LOCAL TR. I | 150 | 1983 | 40 | PILCA
|  | LOCAL TR. II | 150 | 1983 | 30 | PILCA
| Total |  |  |  | 70
112 | MEGA CENTRE | JEEVAN BHARTI | 300 | - | - | ALL READY FEEDED
|  | LOCAL TR. I | 70 | 1987 | 40 | PILCA
|  | LOCAL TR. II | 70 | 1987 | 40 | PILCA
|  | LOCAL TR. III | 70 | 1987 | 40 | PILCA
|  | LOCAL TR. IV | 70 | 1987 | 40 | PILCA
|  | LOCAL TR. V | 70 | 1987 | 40 | PILCA
|  | ESS NO. 3 | 300 | - | - | ESS NO. 3
| Total |  |  |  | 200
103 | MINTO ROAD | NEW PLAZA | 400 | 2011 | 356 | XLPE
|  | LOCAL TR. I | 150 | 1992 | 20 | XLPE
|  | LOCAL TR. II | 150 | 2004 | 44 | XLPE
|  | CONNAUGHT PLACE | 400 | - | - | ALL READY FEEDED
| Total |  |  |  | 420
104 | NIRMAL TOWER | SUPER BAZAR | 70 | 1977 | 475 | PILCA
|  | KANCHAN JUNGA | 70 | 1977 | 325 | PILCA
|  | LOCAL TR. I | 70 | 1977 | 20 | PILCA
|  | LOCAL TR. II | 70 | 1977 | 25 | PILCA
| Total |  |  |  | 845
105 | NEW DELHI HOUSE | KAILASH BUILDING | 300 | 1975 | 187 | PILCA
|  | LOCAL TR. I | 70 | 1975 | 30 | PILCA
|  | LOCAL TR. II | 70 | 1975 | 30 | PILCA
|  | ASHOKA CARPET | 300 | 1976 | 219 | PILCA
| Total |  |  |  | 466
106 | NEW PLAZA | MINTO ROAD | 400 | - | - | ALL READY FEEDED
|  | LOCAL TR. I | 150 | 1992 | 20 | XLPE
|  | LOCAL TR. II | 150 | 2004 | 47 | XLPE
|  | SRI LANKA SARAI | 150 | 2003 | 635 | XLPE
| Total |  |  |  | 702
107 | NAVRANG HOUSE | LOCAL TR. I | 150 | 2004 | 30 | XLPE
|  | LOCAL TR. II | 150 | 2004 | 35 | XLPE
|  | LOCAL TR. III | 150 | 2004 | 30 | XLPE
|  | SCHOOL LANE | 300 | - | - | ALL READY FEEDED
|  | SCINDIA HOUSE | 300 | - | - | ALL READY FEEDED
| Total |  |  |  | 95
108 | OFFICE BLOCK | BHARAT HOTEL | 70 | - | - | ALL READY FEEDED
|  | LOCAL TR. | 70 | 1988 | 15 | XLPE
109 | BIRLA HOUSE | AMERICAN CENTRE | 150 | 1995 | 95 | XLPE
|  | KAILASH BUILDING | 150 | 2005 | 229 | XLPE
|  | ESS BIRLA HOUSE | 150 | 1995 | 100 | XLPE
| Total |  |  |  | 439
110 | PRAKASH DEEP | LOCAL TR. I | 70 | 1987 | 30 | PILCA
|  | LOCAL TR. II | 70 | 1987 | 40 | PILCA
|  | ANSAL BHAWAN | 150 | - | - | ALL READY FEEDED
|  | ASHA DEEP | 150 | 1987 | 700 | PILCA
| Total |  |  |  | 770
111 | ROHIT HOUSE | ASHA DEEP | 150 | 1987 | 750 | PILCA
112 | SUPER BAZAR | CONNAUGHT PLACE | 400 | - | - | ALL READY FEEDED
|  | LOCAL TR. I | 70 | 1998 | 40 | XLPE
|  | LOCAL TR. II | 150 | 1998 | 30 | XLPE
|  | NIRMAL TOWER | 70 | - | - | ALL READY FEEDED
|  | FCI | 70 | - | - | ALL READY FEEDED
|  | MAYUR BHAWAN | 300 | - | - | ALL READY FEEDED
| Total |  |  |  | 70
113 | SURYA KIRAN BUILDING | HIMALAYA HOUSE | 400 | - | - | ALL READY FEEDED
|  | LOCAL TR. I | 150 | 2002 | 40 | XLPE
|  | LOCAL TR. II | 150 | 2002 | 40 | XLPE
|  | VANDANA BUILDING | 400 | 2014 | 250 | XLPE
| Total |  |  |  | 330
114 | 15-17 TOLSTOY MARG | LOCAL TR. I | 150 | 1988 | 40 | XLPE
|  | LOCAL TR. II | 150 | 1988 | 60 | XLPE
|  | LOCAL TR. III | 150 | 1988 | 45 | XLPE
|  | 13 TOLSTOY MARG ( MOHAN DEV) | 400 | 2014 | 100 | XLPE
|  | ESS NO. 3 | 300 | - | - | ESS NO. 3
| Total |  |  |  | 245
115 | MOHAN DEV | MERCENTILE HOUSE | 400 | - | - | ALL READY FEEDED
|  | LOCAL TR. I | 150 | 1988 | 40 | XLPE
|  | LOCAL TR.II | 150 | 1988 | 40 | XLPE
|  | TOLSTOY HOUSE | 300 | - | - | ALL READY FEEDED
| Total |  |  |  | 80
116 | VANDANA BUILDING | ESS NO. 3 | 400 | - | - | ESS NO. 3
|  | LOCAL TR. I | 70 | 2001 | 40 | XLPE
|  | LOCAL TR. II | 70 | 1973 | 40 | PILCA
|  | LOCAL TR. III | 150 | 1973 | 35 | PILCA
|  | SURYA KIRAN BUILDING | 400 | - | - | ALL READY FEEDED
| Total |  |  |  | 115
117 | VIJAY BUILDING | SCHOOL LANE | 400 | - | - | ALL READY FEEDED
|  | LOCAL TR. I | 70 | 1988 | 40 | XLPE
|  | LOCAL TR. II | 70 | 1988 | 30 | XLPE
|  | LOCAL TR. III | 70 | 1988 | 35 | XLPE
|  | ARUNCHAL BUILDING | 400 | - | - | ALL READY FEEDED
| Total |  |  |  | 105
118 | BKS-I | NORTH AVENUE | 150 | 1998 | 781 | XLPE
|  | RML HOSPITAL | 300 | 1998 | 695 | XLPE
|  | LOCAL TR. I | 150 | 1998 | 30 | XLPE
|  | LOCAL TR. II | 150 | 1998 | 30 | XLPE
|  | LOCAL TR. III | 150 | 1998 | 35 | XLPE
|  | CPWD | 150 | 1998 | 30 | XLPE
|  | BD MARG | 400 | 2010 | 80 | XLPE
|  | KALI BARI MARG | 300 | 2012 | 460 | XLPE
|  | BAIRD LANE | 300 | - | - | ALL READY FEEDED
|  | CEMENT GODWAN | 300 | 2004 | 245 | XLPE
| Total |  |  |  | 2386
119 | BSNL | LOCAL TR. I | 150 | 2004 | 20 | XLPE
|  | LOCAL TR. II | 150 | 2004 | 22 | XLPE
|  | HANUMAN ROAD | 400 | - | - | ALL READY FEEDED
|  | SCINDIA ROAD | 400 | 2005 | 180 | XLPE
| Total |  |  |  | 222
120 | BKS-II | MULTI LEVEL CAR PARKING | 400 | 2012 | 420 | XLPE
|  | RAJA BAZAR NEW | 400 | - | - | ALL READY FEEDED
|  | LOCAL TR. I | 150 | 1982 | 40 | PILCA
|  | LOCAL TR. II | 150 | 1982 | 40 | PILCA
|  | ESTATE EMPORIUM | 150 | 1982 | 525 | PILCA
|  | BAIRD LANE | 400 | - | - | ALL READY FEEDED
|  | I/C A BOARD TO B BOARD | 300 | 1989 | 25 | XLPE
|  | RAJA BAZAR NO. 6 | 150 | 1981 | 510 | PILCA
|  | LADY HARDING | 300 | 2001 | 1092 | XLPE
|  | BANK OF INDIA | 300 | 1982 | 910 | PILCA
|  | HANUMAN ROAD | 400 | - | - | ALL READY FEEDED
|  | CONNAUGHT HOTEL | 150 | 1985 | 730 | PILCA
|  | HANDI CRAFT BHAWAN | 400 | 2012 | 680 | XLPE
| Total |  |  |  | 4972
121 | SHEED BHAGAT SINGH MARG | SHIVAJI STADIUM | 400 | 1981 | 380 | PILCA
|  | LOCAL TR. I | 150 | 2012 | 23 | XLPE
|  | LOCAL TR. II | 150 | 2012 | 21 | XLPE
|  | RAJA BAZAR | 150 | 2012 | 150 | XLPE
|  | MOHAN SINGH PLACE | 150 | 1970 | 205 | PILCA
| Total |  |  |  | 779
122 | BHAI VEER SINGH MARG | GOLE MARKET | 150 | 1977 | 380 | PILCA
|  | LOCAL TR. I | 150 | 2012 | 28 | XLPE
|  | LOCAL TR. II | 150 | 2012 | 24 | XLPE
|  | BAIRD LANE | 400 | - | - | ALL READY FEEDED
| Total |  |  |  | 432
123 | BB TANK | MEGHDOOT BHAWAN | 150 | 1962 | 535 | PILCA
|  | LOCAL TR. | 70 | 1962 | 30 | PILCA
|  | RAVINDER RANG SHALA | 70 | 1976 | 250 | PILCA
| Total |  |  |  | 815
124 | CEMENT GODWAN | BKS-I | 300 | - | - | ALL READY FEEDED
|  | NBH AIR | 300 | 2004 | 252 | XLPE
|  | GURDAWARA RACAB GANJ | 150 | 2005 | 594 | XLPE
|  | LOCAL TR. I | 150 | 2004 | 20 | XLPE
|  | LOCAL TR. II | 150 | 2004 | 22 | XLPE
|  | CNI | 150 | 2004 | 278 | XLPE
|  | NIRWACHAN SADAN | 300 | 2004 | 602 | XLPE
|  | MORARJI DESAI YOGA CENTRE | 150 | 2007 | 509 | XLPE
|  | MP FLAT (M.S.) | 400 | 2014 | 460 | XLPE
| Total |  |  |  | 2737
125 | CLIVE SQUARE | PARK STREET | 400 | 2010 | 529 | XLPE
|  | DTL | 150 | 1993 | 287 | XLPE
|  | RAJA BAZAR | 400 | - | - | ALL READY FEEDED
|  | USS SECTOR 2 | 400 | 2012 | 625 | XLPE
|  | LOCAL TR. I | 150 | 1998 | 30 | XLPE
|  | LOCAL TR. II | 150 | 1998 | 30 | XLPE
|  | BAIRD LANE | 400 | - | - | ALL READY FEEDED
|  | INDOOR STADIUM | 400 | 2009 | 973 | XLPE
|  | CPRTI | 150 | 2012 | 1501 | XLPE
| Total |  |  |  | 3975
126 | DISTRICT CENTRE | RAJA BAZAR | 400 | - | - | ALL READY FEEDED
|  | LOCAL TR. I | 150 | 1998 | 30 | XLPE
|  | LOCAL TR. II | 150 | 1998 | 40 | XLPE
|  | LOCAL TR. III | 150 | 1998 | 40 | XLPE
|  | PESHWA ROAD | 400 | 1998 | 475 | XLPE
| Total |  |  |  | 585
127 | ELECTION COMMISSION | UCO BANK | 150 | 1971 | 130 | PILCA
|  | PATEL BHAWAN | 150 | 1972 | 180 | PILCA
|  | LOCAL TR. I | 70 | 1971 | 50 | PILCA
|  | LOCAL TR. II | 70 | 1971 | 30 | PILCA
|  | YOJANA BHAWAN | 150 | 2010 | 594 | XLPE
|  | CEMENT GODWAN | 300 | - | - | ALL READY FEEDED
|  | IAC | 400 | 2010 | 111 | XLPE
|  | PNB | 400 | 2010 | 280 | XLPE
| Total |  |  |  | 1375
128 | GOLE MARKET | SANITARY STORE | 300 | 1982 | 1215 | PILCA
|  | LOCAL TR. I | 150 | 2012 | 43 | XLPE
|  | LOCAL TR. II | 150 | 2012 | 36 | XLPE
|  | BAIRD LANE | 400 | - | - | ALL READY FEEDED
|  | UDYAN MARG | 400 | 2010 | 506 | XLPE
|  | RAJA BAZAR | 400 | - | - | ALL READY FEEDED
|  | BHAI VEER SINGH MARG | 150 | 1990 | 925 | XLPE
| Total |  |  |  | 2725
129 | HAVLOC SQUARE | USS CNG PUMP | 400 | 2014 | 455 | XLPE
|  | USS SECTOR 2 | 400 | 2012 | 455 | XLPE
|  | LOCAL TR. I | 70 | 1988 | 40 | XLPE
|  | LOCAL TR. II | 70 | 1988 | 40 | XLPE
|  | SWATI | 150 | 1992 | 621 | XLPE
| Total |  |  |  | 1611
130 | HANUMAN ROAD OLD | GURDAWARA BANGLA SAHIB | 400 | 2012 | 631 | XLPE
|  | NEW HANUMAN ROAD | 400 | - | - | ALL READY FEEDED
|  | LOCAL TR. I | 70 | 1981 | 40 | PILCA
|  | LOCAL TR. II | 70 | 1981 | 40 | PILCA
|  | YMCA | 400 | - | - | ALL READY FEEDED
|  | YWCA | 300 | 1982 | 150 | PILCA
| Total |  |  |  | 861
131 | IAC | BAIRD LANE | 400 | - | - | ALL READY FEEDED
|  | LOCAL TR. I | 70 | 1980 | 30 | PILCA
|  | LOCAL TR. II | 70 | 1980 | 40 | PILCA
|  | SHASTRI BHAWAN | 300 | 1980 | 650 | PILCA
|  | AKASHWANI | 300 | 1957 | 310 | PILCA
|  | ELECTION COMMISSION | 400 | - | - | ALL READY FEEDED
| Total |  |  |  | 1030
132 | JAI SINGH ROAD | YMCA | 2X150 | 2004 | 399 | XLPE
|  | LOCAL TR. I | 150 | 2003 | 20 | XLPE
|  | LOCAL TR. II | 150 | 2003 | 20 | XLPE
|  | PATEL BHAWAN | 150 | 2003 | 220 | XLPE
| Total |  |  |  | 659
133 | KALI BARI MARG | BKS-I | 300 | - | - | ALL READY FEEDED
|  | LOCAL TR. I | 70 | 1978 | 20 | PILCA
|  | LOCAL TR. II | 70 | 1978 | 30 | PILCA
|  | RML HOSPITAL | 70 | 1956 | 390 | PILCA
|  | BAIRD LANE | 400 | - | - | ALL READY FEEDED
| Total |  |  |  | 440
134 | KALAWATI SARAN NEW | RAJA BAZAR | 400 | - | - | ALL READY FEEDED
|  | CPWD SUCHITA KIRPLANI HOSPITAL | 400 | 2005 | 40 | XLPE
|  | LADY HARDING | 400 | 2005 | 350 | XLPE
| Total |  |  |  | 390
135 | LADY HARDING | KALAWATI | 400 | - | - | ALL READY FEEDED
|  | MEETING ROOM | 400 | 2013 | 660 | XLPE
|  | ESS LADY HARDING | 240 | 2005 | 80 | XLPE
|  | BKS-II | 300 | - | - | ALL READY FEEDED
| Total |  |  |  | 740
136 | MOHAN SINGH PLACE | SHEED BHAGAT SINGH MARG | 150 | - | - | ALL READY FEEDED
|  | LOCAL TR. I | 150 | 1988 | 30 | XLPE
|  | LOCAL TR. II | 150 | 1988 | 30 | XLPE
|  | PALIKA KENDRA | 300 | 1970 | 400 | PILCA
|  | 48 HANUMAN ROAD | 150 | 1988 | 160 | XLPE
|  | USS KHADI GRAM UDYOG | 400 | 2011 | 88 | XLPE
|  | HANUMAN ROAD | 300 | - | - | ALL READY FEEDED
| Total |  |  |  | 708
137 | MEGHDOOT BHAWAN | JAG JIVAN VIDHA BHAWAN | 150 | 2002 | 150 | XLPE
|  | BB TANK | 150 | - | - | ALL READY FEEDED
|  | P & T | 150 | 1970 | 40 | PILCA
| Total | PESHWA ROAD | 400 | - | - | ALL READY FEEDED
190
138 | OLD NORTH AVENUE | LOCAL TR. I | 150 | 1984 | 30 | PILCA
|  | LOCAL TR. II | 150 | 1984 | 30 | PILCA
|  | BD MARG | 400 | - | - | ALL READY FEEDED
|  | NEW NORTH AVENUE | 300 | 2004 | 304 | XLPE
|  | PARK STREET | 70 | 1966 | 940 | PILCA
| Total |  |  |  | 1304
139 | NORTH AVENUE | BKS-I | 150 | - | - | ALL READY FEEDED
|  | LOCAL TR.I | 150 | 2005 | 20 | XLPE
|  | OLD NORTH AVENUE | 300 | - | - | ALL READY FEEDED
|  | GURDAWARA RACAB GANJ | 150 | 2005 | 781 | XLPE
| Total |  |  |  | 801
140 | NDCC PHASE-II | HANUMAN ROAD -A BD | 300 | - | - | ALL READY FEEDED
|  | HANUMAR ROAD - B BD | 300 | - | - | ALL READY FEEDED
|  | LOCAL TR. I | 150 | 2008 | 40 | XLPE
|  | LOCAL TR. II | 150 | 2008 | 40 | XLPE
|  | LOCAL TR. III | 150 | 2008 | 45 | XLPE
|  | LOCAL TR. IV | 150 | 2008 | 45 | XLPE
|  | LOCAL TR. V | 150 | 2008 | 45 | XLPE
|  | PALIKA KENDRA - A BD | 300 | 2008 | 80 | XLPE
|  | PALIKA KENDRA -B BD | 300 | 2008 | 90 | XLPE
|  | PALIKA KENDRA PANEL NO.5 | 300 | 2008 | 90 | XLPE
|  | PARK HOTEL | 300 | 1972 | 150 | PILCA
| Total |  |  |  | 625
141 | PARK STREET | NORTH AVENUE | 400 | 2010 | 1090 | XLPE
|  | LOCAL TR. I | 70 | 2008 | 30 | XLPE
|  | LOCAL TR. II | 70 | 2008 | 30 | XLPE
|  | 220 KV PARK STEET | 150 | 1970 | 280 | pILCA
|  | CPWD PUMP HOUSE | 150 | 1980 | 975 | pILCA
| Total |  |  |  | 2405
142 | PESHWA ROAD | I/C A BOARD TO B BOARD | 300 | 1978 | 40 | PILCA
|  | DISTRICT CENTRE | 400 | - | - | ALL READY FEEDED
|  | SAINTARY STORE | 300 | 1985 | 780 | PILCA
|  | MEGHDOOT BHAWAN | 400 | 2010 | 1623 | XLPE
|  | SUNAIR HOTEL | 300 | 1993 | 580 | XLPE
|  | LOCAL TR. I | 150 | 2012 | 32 | XLPE
|  | LOCAL TR. II | 150 | 2012 | 37 | XLPE
|  | BAIRD LANE | 400 | - | - | ALL READY FEEDED
|  | SCINDIA ROAD | 400 | 2012 | 260 | XLPE
| Total |  |  |  | 3352
143 | PALIKA KENDRA | I/C A BOARD TO B BOARD | 300 | 1980 | 30 | PILCA
|  | MOHAN SINGH PLACE | 300 | - | - | ALL READY FEEDED
|  | ALLAHABAD BANK | 70 | 1967 | 312 | PILCA
|  | ESS NO. 3 | 300 | - | - | ESS NO. 3
|  | SCINDIA HOUSE | 400 | - | - | ALL READY FEEDED
|  | PARK HOTEL | 300 | 1986 | 280
|  | NDCC PHASE-II -3 | 300 | - | - | ALL READY FEEDED
|  | BANK OF BARODA | 150 | 1969 | 470 | PILCA
|  | INDIAN OIL BHAWAN | 400 | 2012 |  | ALL READY FEEDED
|  | NDCC PHASE-II - 11 | 300 | - | - | ALL READY FEEDED
|  | NDCC PHASE-II- 2 | 300 | - | - | ALL READY FEEDED
|  | BAIRD LANE | 400 | - | - | ALL READY FEEDED
|  | JANPATH LANE | 400 | - | - | ALL READY FEEDED
|  | STATE BANK OF INDIA | 300 | 1976 | 430 | PILCA
|  | BAIRD LANE-2 | 400 | - | - | ALL READY FEEDED
|  | LOCAL TR. I | 150 | 2004 | 40 | XLPE
|  | LOCAL TR. II | 150 | 2004 | 40 | XLPE
|  | LOCAL TR. III | 150 | 2004 | 50 | XLPE
|  | LOCAL TR. IV | 150 | 2004 | 50 | XLPE
| Total |  |  |  | 1702
144 | PALIKA PLACE | LOCAL TR. I | 150 | 1988 | 30 | XLPE
|  | LOCAL TR. II | 150 | 1988 | 25 | XLPE
|  | UDYAN MARG | 150 | 1986 | 500 | PILCA
|  | RAILWAY COLONY | 150 | 1992 | 1029 | XLPE
|  | 85-A PACHKUIYA ROD | 150 | 1993 | 437 | XLPE
|  | RAJA BAZAR NEW | 400 | - | - | ALL READY FEEDED
| Total |  |  |  | 2021
145 | RAJA BAZAR NO.6 | BKS-II | 150 | - | - | ALL READY FEEDED
|  | SHEED BHAGAT SINGH MARG | 150 | - | - | ALL READY FEEDED
|  | LOCAL TR. I | 150 | 1978 | 20 | PILCA
|  | LOCAL TR. II | 150 | 1978 | 30 | PILCA
| Total |  |  |  | 50
146 | RML NEW | CPWD PANEL-1 | 240 | 1980 | 1250 | PILCA
|  | RAJA BAZAR NEW | 400 | 2011 | 2007 | XLPE
|  | BAIRD LANE | 400 | 2011 | 1012 | XLPE
|  | CPWD PANEL | 240 | 1980 | 1150 | PILCA
5419
147 | RAVINDER RANG SHALA | BB TANK | 70 | - | - | ALL READY FEEDED
|  | CPRTI | 150 | 1962 | 150 | PILCA
| Total |  |  |  | 150
148 | SCINDIA ROAD | USS CNG PUMP | 400 | 2010 | 150 | XLPE
|  | PESHWA ROAD | 400 | - | - | ALL READY FEEDED
|  | LOCAL TR. I | 70 | 1978 | 30 | PILCA
|  | LOCAL TR. II | 70 | 1978 | 30 | PILCA
|  | SWATI | 150 | 1985 | 350 | pILCA
|  | BSNL | 400 | 2010 | 270 | XLPE
| Total |  |  |  | 830
149 | SWATI | SCINDIA ROAD | 150 | - | - | ALL READY FEEDED
|  | LOCAL TR. | 70 | 1991 | 20 | PILCA
|  | HAVLOC SQUARE | 150 | - | - | ALL READY FEEDED
| Total |  |  |  | 20
150 | ESTATE EMPORIUM | LADY HARDING HOSPITAL | 150 | 1958 | 680 | PILCA
|  | LOCAL TR. I | 150 | 1965 | 30 | PILCA
|  | LOCAL TR. II | 150 | 1965 | 20 | PILCA
|  | USS | 400 | 2010 | 50 | XLPE
|  | BKS-II | 150 | - | - | ALL READY FEEDED
|  | RAJIV GANDHI BHAWAN | 400 | 2012 | 635 | XLPE
| Total |  |  |  | 1415
151 | SANITARY STORE | GOLE MARKET | 300 | - | - | ALL READY FEEDED
|  | UDYAN MARG | 400 | 2010 | 594 | XLPE
|  | PESHWA ROAD | 300 | - | - | ALL READY FEEDED
|  | USS GANDHI SADAN | 300 | 2010 | 150 | XLPE
|  | 85 A PACHKUIYA ROAD | 150 | 1991 | 380 | PILCA
|  | LOCAL TR. I | 150 | 2012 | 17 | XLPE
|  | LOCAL TR. II | 150 | 2012 | 15 | XLPE
| Total |  |  |  | 1156
152 | SHIVAJI STADIUM | I/C SHIVAJI STADIUM | 400 | 2010 | 50 | XLPE
|  | CONNAUGHT HOTEL | 150 | 1985 | 241 | XLPE
|  | CONNAUGHT CIRCUS | 400 | 2012 | 550 | XLPE
|  | SHEED BHAGAT SINGH MARG | 400 | - | - | ALL READY FEEDED
|  | PS MANDIR MARG | 400 | 2012 | 2233 | XLPE
|  | SHEED BHAGAT SINGH MARG | 400 | - | - | ALL READY FEEDED
| Total |  |  |  | 3074
153 | SHIVAJI STADIUM NEW | LOCAL TR. I | 150 | 2010 | 30 | XLPE
|  | LOCAL TR. II | 150 | 2010 | 25 | XLPE
|  | LOCAL TR. III | 150 | 2010 | 20 | XLPE
|  | LOCAL TR. IV | 150 | 2010 | 30 | XLPE
|  | I/C SHIVAJI STADIUM | 400 | - | - | ALL READY FEEDED
|  | HANUMAN ROAD | 400 | 2010 | 1200 | XLPE
|  | RAJA BAZAR | 400 | 2010 | 500 | XLPE
| Total |  |  |  | 1805
154 | SUNAIR HOTEL | HANUMAN ROAD NEW | 300 | - | - | ALL READY FEEDED
|  | PESHWA ROAD | 300 | 1998 | 900 | XLPE
|  | LOCAL TR. | 300 | 1998 | 20 | XLPE
| Total |  |  |  | 920
155 | SWIMMING POOL | CPWD PANEL NO.4 | 400 | 2009 | 80 | XLPE
|  | BD MARG | 400 | - | - | ALL READY FEEDED
|  | INDOOR STADIUM | 400 | 2009 | 347 | XLPE
|  | CPWD PANEL NO,7 | 400 | 2009 | 80 | XLPE
|  | Rastrapati Bhawan Museum | 400 | 2016 | 1010 | XLPE
| Total |  |  |  | 1517
156 | TALKATORA INDOOR STADIUM | BAIRD LANE | 400 | - | - | ALL READY FEEDED
|  | SWIMMING POOL | 400 | - | - | ALL READY FEEDED
|  | CLIVE SQUARE | 400 | - | - | ALL READY FEEDED
|  | LOCAL TR. I | 150 | 2009 | 30 | XLPE
|  | LOCAL TR. II | 150 | 2009 | 30 | XLPE
|  | LOCAL TR. III | 150 | 1998 | 30 | XLPE
|  | LOCAL TR. IV | 150 | 1998 | 30 | XLPE
| Total |  |  |  | 120
157 | UDYAN MARG | STAFF QUARTER LADY HARDING | 400 | 2012 | 645 | XLPE
|  | PALIKA PLACE | 150 | - | - | ALL READY FEEDED
|  | SAINTARY STORE | 400 |  | - | ALL READY FEEDED
|  | GOLE MARKET | 400 | - | - | ALL READY FEEDED
|  | LOCAL TR. I | 150 | 2013 | 14 | XLPE
|  | LOCAL TR. II | 150 | 2013 | 22 | XLPE
| Total |  |  |  | 681
158 | YMCA | HANUMAN ROAD OLD | 400 | 2010 | 72 | XLPE
|  | BAIRD LANE | 300 | - | - | ALL READY FEEDED
|  | KERLA HOUSE | 300 | - | - | ESS NO. 3
|  | JAI SINGH ROAD | 150 | 2004 | 399 | XLPE
|  | YWCA | 150 | 1995 | 200 | XLPE
|  | JAI SINGH ROAD 2 | 150 | 2004 | 400 | XLPE
|  | LOCAL TR. I | 70 | 2004 | 30 | XLPE
|  | LOCAL TR. II | 70 | 2004 | 20 | XLPE
| Total |  |  |  | 1121
159 | YWCA | YMCA | 150 | - | - | ALL READY FEEDED
|  | HANUMAN ROAD OLD | 300 | - | - | ALL READY FEEDED
|  | LOCAL TR. | 70 | 1995 | 30
| Total |  |  |  | 30
160 | 85 BLOCK | PALIKA PLACE | 150 | - | - | ALL READY FEEDED
|  | SAINTARY STORE | 150 | - | - | ALL READY FEEDED
|  | LOCAL TR. I | 70 | 1991 | 30 | XLPE
|  | LOCAL TR. II | 70 | 1991 | 20 | XLPE
| Total |  |  |  | 50
161 | MP FLAT (M.S.) | CEMENT GODWAN | 400 | - | - | ALL READY FEEDED
|  | CPWD MP FLAT | 400 | 2014 | 120 | XLPE
|  | BAIRD LANE | 400 | - | - | ALL READY FEEDED
| Total |  |  |  | 120
162 | Dr. SPM Swimming Pool | Rastrapati Bhawan Museum | 400 | 2016 | 1010 | XLPE
163 | 33 KV ESS Keventer Dairy | Tree No. 164 in the park adjacent to North Avenue Road | 400 | 2016 | 3150 | XLPE
164 | Tree No. 164 in the park adjacent to North Avenue Road | Rastrapati Bhawan Museum | 400 | 2016 | 380 | XLPE
165 | USS SECTOR -II | HAVLOC SQUARE | 400 | 2010 | 180 | XLPE
|  | CLIVE SQUARE | 400 | 2010 | 150 | XLPE
| Total |  |  |  | 330
166 | USS CNG PUMP | SCINDIA ROAD | 400 | 2012 | 180 | XLPE
|  | HAVLOC SQUARE | 400 | 2012 | 180 | XLPE
360
167 | USS GANDHI SADAN | MANDIR MARG | 400 | - | - | ALL READY FEEDED
|  | PESHWA ROAD | 400 | - | - | ALL READY FEEDED
168 | USS ESTATE EMPORIUM | ESTATE EMPORIUM | 400 | - | - | ALL READY FEEDED
|  | A BLOCK | 400 | - | - | ALL READY FEEDED
169 | USS KHADI GRAM UDYOG | MOHAN SINGH PLACE | 400 | - | - | ALL READY FEEDED
|  | REGAL BUILDING | 400 | - | - | ALL READY FEEDED
170 | USS REGAL | INDIAN OIL BHAWAN | 400 | - | - | ALL READY FEEDED
|  | KHADI GRAM UDYOG | 400 | 2011 | 150 | XLPE
171 | USS PS MANDIR MARG | SAINTARY STORE | 400 | - | - | ALL READY FEEDED
|  | GANDHI SADAN | 400 | - | - | ALL READY FEEDED
172 | RR-I |  | 632
| VCBP 13 | PSS 16 | 400 | 2013 | 161 | XLPE
|  | CSS 4 (USS) | 400 | 2013 | 200 | XLPE
| VCBP 14 | CONNAUGHT PLACE | 400 | 2013 | 925 | XLPE
|  | PSS 18 | 400 | 2013 | 6 | XLPE
| PSS 17 | CSS 3 (USS) | 400 | 2013 | 210 | XLPE
|  | CSS 1 (USS) | 400 | 2013 | 170 | XLPE
| PSS 18 | PSS 13 | 400 | - | - | ALL READY FEEDED
|  | VCBP 14 | 400 | - | - | ALL READY FEEDED
| PSS 19 | PSS 20 | 400 | 2013 | 5 | XLPE
|  | VCBP 11 | 400 | 2013 | 432 | XLPE
| PSS 20 | PSS 19 | 400 | - | - | ALL READY FEEDED
|  | VCBP 12 | 400 | 2013 | 195 | XLPE
| Total |  |  |  | 2304
173 | RR 2
| VCBP 1 | RAJA BAZAR | 400 | 2013 | 1250 | XLPE
|  | INDIAN BANK | 400 | 2013 | 55 | XLPE
|  | PSS 1 | 400 | 2013 | 8 | XLPE
| VCBP 2 | RAJA BAZAR | 400 | 2013 | 1250 | XLPE
|  | PSS 3 | 400 | 2013 | 7 | XLPE
| PSS 1 | VCBP 1 | 400 | - | - | ALL READY FEEDED
|  | PSS 6 | 400 | 2013 | 370 | XLPE
| PSS 2 | RAJA BAZAR | 400 | 2013 | 1255 | XLPE
|  | PSS 7 | 400 | 2013 | 360 | XLPE
| PSS 3 | VCBP 2 | 400 | - | - | ALL READY FEEDED
|  | PSS 4 | 400 | 2013 | 5 | XLPE
| PSS 4 | PSS 3 | 400 | 2013 |  | ALL READY FEEDED
|  | VCBP 4 | 400 | 2013 | 375 | XLPE
| Total |  |  |  | 4935
174 | RR 4
| VCBP 4 | PSS 4 | 400 | - | - | ALL READY FEEDED
|  | PSS 11 | 400 | - | - | ALL READY FEEDED
| VCBP 5 | CONNAUGHT PLACE | 400 | 2013 | 630 | XLPE
|  | BANK OF INDIA | 400 | 2013 | 750 | XLPE
|  | PSS 5 | 400 | 2013 | 280 | XLPE
| PSS 6 | PSS 1 | 400 | - | - | ALL READY FEEDED
|  | LOCAL TR. | 400 | 2013 |  | XLPE
|  | PSS 8 | 400 | 2013 | 185 | XLPE
| PSS 7 | PSS 2 | 400 | - | - | ALL READY FEEDED
|  | PSS 9 | 400 | 2013 | 180 | XLPE
2025
175 | RR 5
| VCBP 6 | CSS 6 (USS) | 400 | 2013 | 160 | XLPE
|  | PSS 9 | 400 | 2013 | 10 | XLPE
| VCBP 7 | CONNAUGHT PLACE | 400 | 2013 | 540 | XLPE
|  | ODEON | 400 | 2013 | 210 | XLPE
|  | PSS 10 | 400 | 2013 | 8 | XLPE
| PSS 8 | PSS 6 | 400 | - | - | ALL READY FEEDED
|  | VCBP 8 | 400 | 2013 | 173 | XLPE
| PSS 9 | PSS 7 | 400 | - | - | ALL READY FEEDED
|  | VCBP 6 | 400 | 2013 |  | ALL READY FEEDED
| PSS 10 | PSS 13 | 400 | 2013 | 195 | XLPE
|  | VCBP 7 | 400 | - | - | ALL READY FEEDED
1296
176 | RR 6
| VCBP 8 | PSS 8 | 400 | - | - | ALL READY FEEDED
|  | CONNAUGHT PLACE | 400 | 2013 | 162 | XLPE
| VCBP 9 | PSS 12 | 400 | 2013 | 35 | XLPE
|  | CONNAUGHT PLACE | 400 | 2013 | 143 | XLPE
| VCBP 10 | PSS 15 | 400 | 2013 | 178 | XLPE
|  | CONNAUGHT PLACE | 400 | 2013 | 147 | XLPE
| PSS 11 | VCBP 4 | 400 | 2013 | 285 | XLPE
|  | CONNAUGHT PLACE | 400 | 2013 | 210 | XLPE
| PSS 12 | VCBP 9 | 400 | - | - | ALL READY FEEDED
|  | CSS 1 (USS) | 400 | 2013 | 390 | XLPE
| PSS 13 | PSS 10 | 400 | 2013 | 180 | XLPE
|  | PSS 18 | 400 | 2013 | 563 | XLPE
| PSS 14 | CONNAUGHT PLACE | 400 | 2013 | 174 | XLPE
|  | VCBP 12 | 400 | 2013 | 431 | XLPE
| CSS 1 (USS) | PSS 17 | 400 | - | - | ALL READY FEEDED
|  | PSS 12 | 400 | - | - | ALL READY FEEDED
| CSS 2 (USS) | PSS 15 | 400 | 2013 | 264 | XLPE
|  | PSS 16 | 400 | 2013 | 130 | XLPE
| CSS 3 (USS) | PSS 17 | 400 | - | - | ALL READY FEEDED
|  | SCHOOL LANE | 400 | 2013 | 1160 | XLPE
| CSS 4 (USS) | SCINDIA HOUSE | 400 | 2013 | 975 | XLPE
|  | VCBP 13 | 400 | - | - | ALL READY FEEDED
| CSS 5 (USS) | MARINA HOTEL | 400 | 2013 | 15 | XLPE
|  | VCBP 3 | 400 | 2013 | 25 | XLPE
| CSS 6 (USS) | CONNAUGHT PLACE | 400 | 2013 | 350 | XLPE
|  | VCBP 6 | 400 | - | - | ALL READY FEEDED
| Total |  |  |  | 5817
177 | M BLOCK CY (PSS-15) | VCBP 10 | 400 | - | - | ALL READY FEEDED
|  | CSS 2 (USS) | 400 | - | - | ALL READY FEEDED
| PSS 16 | CSS 2 (USS) | 400 | - | - | ALL READY FEEDED
|  | VCBP 13 | 400 | - | - | ALL READY FEEDED
| Total |  |  |  | 0
178 | CONNAUGHT PLACE | VCBP 11 | 400 | 2013 | 360 | XLPE
179 | USS
180 | BOMBAY LIFE -CY, CSS2 |  | 400 | 2013 |  | ALL READY FEEDED
181 | COMPETENT HOUSE, CSS4 |  | 400 | 2013 |  | ALL READY FEEDED
182 | MARINA CY, CSS5 |  | 400 | 2013 |  | ALL READY FEEDED
183 | HALDI RAM CY, CSS6 |  | 400 | 2013 |  | ALL READY FEEDED
184 | SCINDIA HOUSE | ESS SCINDIA HOUSE | 400 | 2013 | 20 | XLPE
185 | UNDER RANJIT SINGH FLY OVER-1 | MODREN SCHOOL | 400 | 2013 | 90 | XLPE
186 | UNDER RANJIT SINGH FLY OVER-2 | PS BARAKHAMBA | 400 | 2013 | 300 | XLPE
187 | BOMBAY LIFE -CY, CSS 1 (USS) |  | 400 | 2013 |  | ALL READY FEEDED
188 | COMPETENT HOUSE,CSS3 |  | 400 | 2013 |  | ALL READY FEEDED
EE (M/N) AEE (M/N) JEE (M/N-I) JEE (M/N-II)

## 11KV Cables Ms-1
11 KV Feeder Assets in AEE-I Sub Division Area As on 31.3.2016
S.No | Name of feeder from s/s to s/s |  | Cable Size In mm.Sq./ 3c | Year of laying | Length in metres | PILCA / XLPE
| From | To
1 | Akbar Lane | Kashmir House (Old) | 300 | 1984 | 1250 | PILCA
|  | Transformer No.-I | 150 | 2009 | 20 | XLPE
|  | Indira Gandhi Memorial | 300 | 2015 | 112 | XLPE
|  | Tees Jan. Lane | 70 | 1971 | 735 | PILCA
|  | Tr. No.-II | 150 | 2009 | 21 | XLPE
|  | Krishna Menon Lane | 300 | 1995 | 650 | XLPE
2788
2 | Aurangzeb Lane | 6- Aurangzeb Road | 300 | 1992 | 620 | XLPE
|  | Tr. No.-I | 150 | 2009 | 15 | XLPE
|  | Tr. No.-II | 150 | 2009 | 15 | XLPE
|  | Unicef Building | 150 | 1969 | 1400 | PILCA
|  | 22-Aurangzeb Road | 300 | 2006 | 440 | XLPE
|  | 23-Prithvi Raj Road | 300 | 1990 | 350 | PILCA
|  | 10-A Prithvi Raj Road | 300 | 1986 | 714 | PILCA
|  | 3,4-South End Lane | 150 | 1989 | 135 | PILCA
|  | 15-A Aurangzeb Road | 300 | 2009 | 260 | XLPE
3949
3 | 16A-Akbar Road | S.S. No.-6 | 300 | 1979 | 1800 | PILCA
|  | UPSC | 150 | 1980 | 1100 | PILCA
|  | Aakash Mess | 150 | 2005 | 1265 | XLPE
|  | Tr. No.-I | 70 | 1982 | 40 | PILCA
|  | U.S.S Children Park | 150 | 2004 | 480 | XLPE
|  |  | 150 | 2009 | 18 | XLPE
|  | V.P House | 400 | 2012 | 454 | XLPE
|  | Raksha Bhawan | 150 | 1982 | 930 | PILCA
|  | Tr. No.-II | 70 | 1982 | 40 | PILCA
|  | Darbanga House | 70 | 1982 | 800 | PILCA
|  | Vidyut Bhawan | 300 | 1995 | 1200 | XLPE
|  | Kota House | 150 | 1982 | 750 | PILCA
8877
4 | Aurobindo Marg | Safdarjung Airport P.O. | 400 | 2011 | 323 | XLPE
|  | Safdarjung Airport 33/11KV | 300 | 2000 | 1200 | XLPE
|  | D.G.C.A. | 150 | 1999 | 320 | XLPE
|  | Tr. No.-II | 70 | 1985 | 25 | PILCA
|  | Mausam Bh. New | 300 | 1976 | 1594 | PILCA
|  |  | 300 | 2009 | 30 | XLPE
|  | Vidyut Bhawan | 300 | 1983 | 2781 | PILCA
|  | Kidwai Nagar East-II | 300 | 1972 | 1680 | PILCA
|  | Jor Bagh Pump House | 300 | 1988 | 683 | PILCA
|  | Tr. No.-I | 70 | 1968 | 23 | PILCA
|  | Race Course (Old) | 300 | 1975 | 1600 | PILCA
|  | Aliganj No.-II | 300 | 1988 | 1587 | PILCA
11846
5 | Aliganj No.-I | Tr. No.-I | 70 | 1988 | 27 | PILCA
|  | Transit Hostel | 300 | 1999 | 420 | XLPE
|  | USS Palika Niwas No I | 400 | 2012 | 660 | XLPE
|  | Tr. No.-II | 70 | 1988 | 25 | PILCA
1132
6 | Aliganj No.-II | Tr. No.-II | 150 | 2009 | 18.5 | XLPE
|  | Tr. No.-I | 150 | 2009 | 17 | XLPE
|  | Aurbindo Marg | 300 | 1988 | 1587 | PILCA
|  | Transist Hostel | 300 | 1999 | 460 | XLPE
2082.5
7 | 11B-Aurangzeb Road | 3,4-South End Lane | 150 | 1989 | 260 | PILCA
|  | Tr. No.-II | 150 | 1991 | 27 | XLPE
|  | 3-Aurangzeb Road | 150 | 1991 | 230 | XLPE
|  | Tr. No.-I | 150 | 1991 | 28 | XLPE
545
8 | 2- Aurangzeb Road | 4-Aurangzeb Road | 70 | 1992 | 150 | XLPE
|  | 6-Aurangzeb Road |  |  |  | All ready Feeded
|  | Tr. No.-I | 70 | 1992 | 25 | XLPE
|  | Tr. No.-II | 70 | 1992 | 27 | XLPE
|  | Kapurthala House | 70 | 1992 | 460 | XLPE
662
9 | 6- Aurangzeb Road | 10- Aurangzeb Road | 70 | 1988 | 260 | PILCA
|  | Aurangzeb Lane | 300 |  |  | All ready Feeded
|  | 2- Aurangzeb Road | 150 | 1992 | 270 | XLPE
|  | Claridge Hotel | 300 | 2006 | 610 | XLPE
|  | Tr. No.-I | 150 | 1988 | 25 | PILCA
Vidyut Bhawan A-Board
|  | 18 Akbar Road | 70 | 1991 | 1270 | XLPE
Vidyut Bhawan B- Board
|  | Tr. No.-II | 150 | 1988 | 27 | PILCA
|  | Defence Collage Via USS Gandhi Smirti | 150 | 2012 | 702 | XLPE
|  |  |  | 2006 | 1800 | XLPE
|  | National Arehives | 240 | 1984 | 2200 | PILCA
|  | 3-Aurangzeb Road | 70 | 1984 | 330 | PILCA
7494
10 | 18-Akbar Road | 4 Tees January Marg | 150 | 2012 | 335 | XLPE
[5 empty] | 252 | XLPE
|  | 6-Aurangzeb Road |  |  |  | All ready Feeded
|  | Tr. No.-I | 70 | 1991 | 27 | XLPE
|  | Tr. No.-II | 70 | 1991 | 32 | XLPE
|  | 14-16 Aurangzeb Road | 150 | 2009 | 984 | XLPE
1630
11 | 32-A.S.Gill Marg | 23-Prithvi Raj Road | 300 | 1974 | 760 | PILCA
|  | Tr. No.-II | 70 | 1974 | 10 | PILCA
|  | Tr. No.-I | 70 | 1974 | 11 | PILCA
|  | 44-A.S. Gill Marg | 150 | 2005 | 550 | XLPE
|  | 14-16 A.S. Gill Marg | 150 | 1982 | 960 | PILCA
|  | Vidyut Bhawan |  |  |  | All ready Feeded
2291
12 | 44-A.S.Gill Marg | Lodhi Garden | 150 | 2004 | 488 | XLPE
|  | 32-A.S. Gill Marg |  |  |  | All ready Feeded
|  | Transformer | 150 | 2009 | 16 | XLPE
504
13 | Aakash Mess | Tr. No.-II | 150 | 2005 | 17 | XLPE
|  | 16 A Akbar Road |  |  |  | All ready Feeded
|  | Tr. No.-I | 150 | 2005 | 20 | XLPE
|  | S/S No.6 (North Area) | 150 | 2005 | 2240 | XLPE
2277
14 | A-Block Dalhousie Road | Block-30 | 150 | 1993 | 440 | XLPE
|  | Tr. No.-I | 150 | 1993 | 20 | XLPE
|  | Tr. No.-II | 150 | 1993 | 25 | XLPE
|  | Dalhousie Road |  |  |  | All ready Feeded
485
15 | 33/11 KV Aliganj Jor Bagh | Aliganj No -I | 400 XLPE | 2015 | 580 | XLPE
|  | USS Palika Niwas Extended from Aliganj No I | 400 XLPE | 2015 | 561 | XLPE
|  | Indira Paryawarna Bhawan | 400 XLPE | 2015 | 125 | XLPE
|  | Mausam Bh. New | 400 XLPE | 2015 | 130 | XLPE
|  | Jor Bagh No I Extended from Jor Bagh No 4 | 400 XLPE | 2015 | 864 | XLPE
|  | Jor Bagh No 4 | 400 XLPE | 2015 | 888 | XLPE
3148
16 | Bharti Nagar | Oberoi Hotel via B/R | 300 | 1966 | 2250 | PILCA
|  | W.W.F. | 150 | 1990 | 750 | PILCA
|  | Tr. No.-II | 70 | 1991 | 20 | XLPE
|  | Golf Link No.-III | 300 | 2009 | 690 | XLPE
|  | Lok Nayak Bhawan | 300 | 1970 | 1500 | PILCA
|  | Oberoi Hotel (Direct) | 300 | 1966 | 1350 | PILCA
|  | Tr. No.-I | 70 | 1971 | 15 | PILCA
|  | Mausam Bh. New | 300 | 1968 | 1150 | PILCA
|  | Lodhi Estate | 300 | 2014 | 1312 | XLPE
|  | Tuglak Lane | 300 | 1966 | 2550 | PILCA
11587
17 | Blind Relief | Oberoi Hotel | 300 | 1968 | 280 | PILCA
|  | Bharti Nagar |  |  |  | All ready Feeded
|  | Transformer | 70 | 1968 | 10 | PILCA
290
18 | Block-30 | Tr. No.-I | 150 | 2009 | 11 | XLPE
|  | Dalhousie Road |  |  |  | All ready Feeded
|  | Kashmir House (New) | 150 | 1990 | 850 | PILCA
|  | A Block Dalhouse Road |  |  |  | All ready Feeded
|  | Tr. No.-II | 150 | 2009 | 14 | XLPE
875
19 | Bapa Nagar | Delhi High Court Temp. |  |  |  | All ready Feeded
|  | Tr. No.-I | 150 | 2004 | 25 | XLPE
|  | Tr. No.-II | 150 | 2004 | 20 | XLPE
|  | Golf Club | 150 | 2008 | 974 | XLPE
|  | Pandara Park |  |  |  | All ready Feeded
1019
20 | Claridges Hotel | Vidyut Bhawan C- Board | 300 | 1976 | 800 | PILCA
|  | Transformer | 150 | 2009 | 28 | XLPE
|  | 6 Aurangzeb Road |  |  |  | All ready Feeded
|  | Claridges Hotel-I | 300 | 1976 | 30 | PILCA
|  | 22-Aurangzeb Road | 300 | 2006 | 390 | XLPE
|  | Claridges Hotel-II | 300 | 1976 | 35 | PILCA
|  | 15-A Aurangzeb Road | 300 | 2009 | 840 | XLPE
2123
21 | Children Park | Bikaner House | 150 | 2009 | 856 | XLPE
|  | U.S.S Children Park | 150 | 2009 | 18 | XLPE
|  | Transformer | 150 | 2009 | 16 | XLPE
890
22 | CRSD Hanger | D-I Vinay Marg | 150 | 2012 | 1256 | XLPE
|  | Satya Sadan | 150 | 2012 | 794 | XLPE
|  | Tr. No.-I | 70 | 1993 | 20 | XLPE
|  | Tr. No.-II | 70 | 1993 | 22 | XLPE
|  | S.J. Airport P.O. |  |  |  | All ready Feeded
2092
23 | CPWD Qtr Aliganj | Jor Bagh Pump House | 150 | 2015 |  | XLPE
|  | Tr No I | 150 | 2015 |  | XLPE
|  | Tr No II | 150 | 2015 |  | XLPE
|  | Lodhi coloney | 150 | 2015 |  | XLPE
24 | Chinmaya Mission | Islamic Centre
|  | Chinmaya Mission Tr. | 150 | 2000 | 30 | XLPE
|  | 72-Lodhi Estate | 150 | 2000 | 140 | XLPE
170
25 | Dalhousie Road | Kashmir House (Old) | 300 | 1984 | 865 | PILCA
|  | R.P. Bhawan | 300 | 1978 | 532 | PILCA
|  | Nehru Memorial | 150 | 1987 | 1500 | PILCA
|  | Inter Connector A-Board P.No 7 | 300 | 1987 | 30 | PILCA
|  | Ashoka Hotel | 300 | 2007 | 2480 | XLPE
|  | Nirman Bh. A-Board | 300 | 1966 | 1611 | PILCA
|  | Inter Connector A-Board P.No 2 | 300 | 1987 | 40 | PILCA
|  | Capicator Bank | 300 | 1989 | 50 | PILCA
|  | Vidyut Bhawan |  |  | 0 | All ready Feeded
|  | 30 Block | 300 | 2005 | 662 | XLPE
|  | A Block | 150 | 1993 | 320 | XLPE
|  | Inter connector B Board | 300 | 1987 | 40 | PILCA
|  | Inter connector B Board | 300 | 1987 | 30 | PILCA
|  | Tr. No.-I | 70 | 1969 | 50 | PILCA
|  | S.P. Marg | 400 | 1987 | 2770 | PILCA
|  | PMO South Block -I | 400 | 2015 | 429 | XLPE
|  | PMO South Block -II | 400 | 2015 | 432 | XLPE
|  | Tr. No.-II | 70 | 1969 | 50 | PILCA
|  | South Block-II | 300 | 1985 | 690 | PILCA
|  | Kventer Lane | 400 | 1987 | 2970 | PILCA
|  | South Avenue | 400 | 2013 | 465 | XLPE
|  | G-Block | 300 | 1990 | 1000 | PILCA
|  | Race Course (New) | 300 | 1987 | 3500 | PILCA
|  | DRDO | 300 | 2005 | 670 | XLPE
|  | Sena Bhawan | 400 | 2009 | 852 | XLPE
22038
26 | DGCA | Tr. No.-I | 150 | 1999 | 20 | XLPE
|  | Tr. No.-II | 150 | 1999 | 22 | XLPE
|  | Aurbindo Marg |  |  | 0 | All ready Feeded
|  | IAC |  |  | 0 | All ready Feeded
42
27 | Delhi High Court (Old) | Interconnecter C Board | 150 | 1999 | 20 | XLPE
|  | Tr. No.-I | 150 | 1976 | 20 | PILCA
|  | Kaka Nager Via D.H.C Tem | 300 | 2003 | 350 | XLPE
|  | S/S No.6 (North Area) | 300 | 1989 | 1810 | XLPE
|  | S/S No.-7 A-Board |  |  | 0 | All ready Feeded
|  | Tr. No.-II | 150 | 1976 | 20 | PILCA
|  | Tilak Marg | 240 | 1999 | 870 | XLPE
|  | Tr. No.-III | 150 | 1976 | 30 | PILCA
|  | Tr. No.-IV | 150 | 1999 | 30 | XLPE
|  | S/S No. 7 B-Board |  |  | 0 | All ready Feeded
950
28 | Delhi High Court Temp. | Tr. No.-I | 150 | 2003 | 20 | XLPE
|  | Tr. No.-II | 150 | 2003 | 20 | XLPE
|  | Tr. No.-III | 150 | 2003 | 25 | XLPE
|  | Vidyut Bhawan C-Board |  |  | 0 | All ready Feeded
|  | Bapa Nagar | 150 | 2004 | 420 | XLPE
|  | D.H.C & Kaka Nsger | 150 | 2008 | 866 | XLPE
1351
29 | Golf Apartment | Lok Nayak Bhawan |  |  | 0 | All ready Feeded
|  | Tr. No.-I | 150 | 1998 | 15 | XLPE
|  | Tr. No.-II | 150 | 1998 | 17 | XLPE
|  | Pandara Park | 300 | 1998 | 770 | XLPE
802
30 | Golf Club | Kaka Nagar |  |  | 0 | All ready Feeded
|  | Bapa Nagar |  |  | 0 | All ready Feeded
|  | Tr. No.-I | 70 | 1989 | 13 | PILCA
|  | Tr. No.-II | 70 | 1989 | 12 | PILCA
25
31 | Golf Link-I | S/S No.-7 |  |  | 0 | All ready Feeded
|  | Tr. No.-II | 150 | 1990 | 15 | PILCA
|  | Tr. No.-I | 150 | 1990 | 17 | PILCA
|  | Golf Link No.-II | 150 | 1990 | 350 | PILCA
382
32 | Golf Link-II | Tr No II | 150 | 2012 | 20 | XLPE
|  | Tr. No.-I | 150 | 1981 | 12 | PILCA
|  | Golf Link No.I |  |  | 0 | All ready Feeded
|  | Golf Link No.-III | 300 | 2009 | 480 | XLPE
512
33 | Golf Link No.-III | Tr. No.-I | 150 | 1991 | 13 | XLPE
|  | Bharti Nagar |  |  | 0 | All ready Feeded
|  | Golf Link No.-II |  |  | 0 | All ready Feeded
|  | Tr. No.-II | 150 | 1991 | 15 | XLPE
28
34 | G-Block | Nirman Bhawan |  |  | 0 | All ready Feeded
|  | Dalhousie Road |  |  | 0 | All ready Feeded
|  | Tr. No.-II | 150 | 2006 | 17 | XLPE
|  | Tr. No.-I | 150 | 1970 | 15 | PILCA
32
35 | Gyem Khana Club | Race Course Old |  | 2015 | 0 | All ready Feeded
|  | Indra Gandhi Memorial Trust | 300 | 2015 | 115 | XLPE
|  | Gyhem Khana Tr | 150 | 2015 | 45 | XLPE
160
36 | Islamic Centre | Mausam Bh. New |  |  | 0 | All ready Feeded
|  | Chinmiya Mision | 150 | 2000 | 180 | XLPE
|  | Islamic Mission Tr. | 70 | 2000 | 20 | XLPE
200
37 | IIC Annexe | Lodhi Plaza |  |  | 0 | All ready Feeded
|  | Annexe Tr. | 150 | 2006 | 25 | XLPE
|  | Intech Building | 150 | 2006 | 110 | XLPE
135
38 | Indira Payawarn Bhawan | Aurbindo Marg | 400 | 2015 | 624 | XLPE
|  | 33/11 KV Aliganj Jor Bagh |  |  | 0 | All ready Feeded
|  | CPWD Indira Payawarn Bh. | 300 | 2015 | 69 | XLPE
693
39 | Indira Gandhi Memorial Trust | Gyem Knana Club | 300 | 2015 | 115 | XLPE
|  | Akber Lane |  |  | 0 | All ready Feeded
|  | Indira Gandhi Memorial Tr. | 150 | 2015 | 37 | XLPE
152
40 | Intach Building | Lodhi Plaza |  |  | 0 | All ready Feeded
|  | IIC Annexe |  |  | 0 | All ready Feeded
|  | Intech Tr. | 70 | 2006 | 22 | XLPE
22
41 | IAC Airport | Tr. No.-III | 150 | 1989 | 15 | PILCA
|  | S.J. Airport 33/11 KV |  |  | 0 | All ready Feeded
|  | S.J. Airport P.O. | 400 | 2011 | 375 | XLPE
|  | Tr. No.-II | 150 | 1989 | 15 | PILCA
|  | D.G.C.A. | 150 | 1999 | 370 | XLPE
|  | Tr. No.-I | 150 | 1989 | 15 | PILCA
|  | Rajiv Gandhi Bh. (Old) | 300 | 1989 | 180 | PILCA
955
42 | 10-Janpath | Vidyut Bhawan B-Bd. |  |  | 0 | All ready Feeded
|  | Tr. No.-I | 70 | 1987 | 20 | PILCA
|  | Tr. No.-II | 70 | 1987 | 22 | PILCA
|  | Record Office | 150 | 1987 | 820 | PILCA
862
43 | Jor Bagh No.-I | Jor Bagh No.-IV |  |  | 0 | All ready Feeded
|  | Tr. No.-I | 150 | 1992 | 15 | XLPE
|  | Tr. No.-II | 150 | 1992 | 17 | XLPE
|  | Jor Bagh No.-II |  |  | 0 | All ready Feeded
|  | 4-A.S. Gill Marg | 70 | 1998 | 250 | XLPE
282
44 | Jor Bagh No.-II | S.J. Airport 33/11KV |  |  | 0 | All ready Feeded
|  | Jor Bagh No.-I | 300 | 2012 | 323 | XLPE
|  | Tr. No.-I | 70 | 1991 | 15 | XLPE
|  | Tr. No.-II | 70 | 1991 | 20 | XLPE
358
45 | Jor Bagh No.-III | Jor Bagh Pump House |  |  | 0 | All ready Feeded
|  | Tr. No.-I | 70 | 1966 | 15 | PILCA
|  | Jor Bagh No.-IV | 300 | 1966 | 360 | PILCA
375
46 | Jor Bagh No.-IV | Tr. No.-I | 70 | 1991 | 15 | XLPE
|  | Jor Bagh No. 1 | 300 | 2011 | 227 | XLPE
|  | Jor Bagh No.III |  |  | 0 | All ready Feeded
|  | Telephone Exchange Jor Bagh | 300 | 2012 | 73 | XLPE
315
47 | Jor Bagh Pump House | Vidyut Bhawan |  |  | 0 | All ready Feeded
|  | Lodhi Colony | 300 | 1988 | 2117 | PILCA
|  |  | 300 | 2009 | 24 | XLPE
|  | Jor Bagh No.III | 300 | 1966 | 240 | PILCA
|  | Aurbinodo Marg |  |  | 0 | All ready Feeded
|  | Prithive Bhawan | 150 | 2012 | 853 | XLPE
|  | CPWD Qtr Aliganj | 150 |  | 0 | All ready Feeded
|  | Tr. No.-I | 70 | 1988 | 20 | PILCA
|  | Kidwai Nagar (West) | 300 | 1988 | 2700 | PILCA
|  | Tr. No.-II | 70 | 1988 | 20 | PILCA
|  | Safdarjung Airport 33/11KV |  |  | 0 | All ready Feeded
|  | 14-16 Amrita Shergill Marg | 150 | 1982 | 720 | PILCA
6694
48 | Jharwar Lal Nehru Bhawan | Vidyut Bhawan | 300 | 2015 | 1372 | XLPE
|  | Constitutional Bhawan Raisna Road | 300 | 2015 | 1567 | XLPE
|  | CPWD J.L.N Bhawan | 300 | 2015 | 55 | XLPE
|  | CPWD J.L.N Bhawan | 300 | 2015 | 60 | XLPE
3054
49 | 30 Jan. Lane | Transformer | 150 | 2009 | 10 | XLPE
|  | 14-16 Aurangzeb Road | 150 | 2009 | 189 | XLPE
|  | Akber lane |  |  | 0 | All ready Feeded
|  | National Defence College |  |  | 0 | All ready Feeded
199
50 | Kashmir House (Old) | Tr. No.-II | 150 | 1992 | 14 | XLPE
|  | Akber lane | 300 |  | 0 | All ready Feeded
|  | Kashmir House (New) | 300 | 2007 | 621 | XLPE
|  | Dalhousie Road | 300 |  | 0 | All ready Feeded
|  | Tr. No.-I | 150 | 1992 | 15 | XLPE
650
51 | Krishna Menon Lane | Tr. No.-II | 150 | 1994 | 13 | XLPE
|  | National Defence College |  |  | 0 | All ready Feeded
|  | Akber lane | 300 |  | 0 | All ready Feeded
|  | 1 Safdarjung Lane | 150 | 2010 | 749 | XLPE
|  | Tr. No.-I | 150 | 1994 | 16 | XLPE
778
52 | Kapurthala House | Transformer | 70 | 2003 | 17 | XLPE
|  | 2- Aurangzeb Road |  |  | 0 | All ready Feeded
|  | Kota House | 150 | 2003 | 360 | XLPE
377
53 | Kaka Nagar | Tr. No.-I | 70 | 1973 | 25 | PILCA
|  | D.H.C Via D.H.C Tem |  |  | 0 | All ready Feeded
|  | Golf Club | 70 | 1989 | 690 | PILCA
|  | Tr. No.-II | 70 | 1973 | 23 | PILCA
|  | S/S No. 7 |  |  | 0 | All ready Feeded
738
54 | Kota House | Tr. No.-II | 70 | 1994 | 15 | XLPE
|  | 16 A Aurangzeb Road |  |  | 0 | All ready Feeded
|  | Kapurthala House |  |  | 0 | All ready Feeded
|  | Tr. No.-I | 70 | 1994 | 20 | XLPE
35
55 | Lodhi Estate | Lodhi Garden | 150 | 1995 | 720 | XLPE
|  | Bharti Nagar |  |  | 0 | All ready Feeded
|  | Ford foundation | 150 | 2009 | 380 | XLPE
|  | I.I.C | 150 | 2009 | 220 | XLPE
|  | WWF | 150 | 1995 | 450 | XLPE
|  | Tr. No.-I | 70 | 1995 | 20 | XLPE
|  | Tr. No.-II | 70 | 1995 | 20 | XLPE
1810
56 | Lodhi Garden | Tr. No.-I | 70 | 1989 | 20 | PILCA
|  | 44- A.S. Gill Marg |  |  | 0 | All ready Feeded
|  | Lodhi Estate |  |  | 0 | All ready Feeded
|  | Tr. No.-II | 70 | 1989 | 18 | PILCA
38
57 | Lodhi Colony | Mausam Bh. New |  |  | 0 | All ready Feeded
|  | Tr. No.-I | 70 | 1974 | 20 | PILCA
|  | Jor Bagh Pump House |  |  | 0 | All ready Feeded
|  | USS Palika Niwas | 400 | 2010 | 190 | XLPE
|  | Tr No II | 70 | 1974 | 17 | PILCA
227
58 | Lodhi Plaza | Transformer | 150 | 1995 | 15 | XLPE
|  | World Bank | 150 | 1995 | 115 | XLPE
|  | India International Center | 150 | 2009 | 420 | XLPE
|  | 72-Lodhi Estate | 150 | 1995 | 115 | XLPE
|  | S.J. Airport 33/11KV |  |  | 0 | All ready Feeded
|  | Intech Building | 150 | 2009 | 420 | XLPE
|  | I.I.C Annexe | 150 | 2006 | 130 | XLPE
1215
59 | Lok Nayak Bhawan | Tr No. III | 150 | 1978 | 30 | PILCA
|  | 7-P.R Road Via 5-Prithvi Raj Road | 150 | 2009 | 510 | XLPE
|  | Vidyut Bhawan B-Board |  |  | 0 | All ready Feeded
|  | Tr. No.-I A-wing | 150 | 2009 | 24 | XLPE
|  | Coupler B-Board | 300 | 1978 | 25 | PILCA
|  | Golf Apartment | 300 | 1998 | 380 | XLPE
|  | Ambassador Hotel | 150 | 1978 | 170 | PILCA
|  | Bharti Nagar | 300 | 1970 | 1500 | PILCA
|  | Tr. No.-II C wing | 150 | 1978 | 15 | PILCA
|  | Tr. No.-IV B wing | 150 | 1978 | 25 | PILCA
|  | Vidyut Bh C Board Via P.P. Market | 400 | 2010 | 945 | XLPE
[5 empty] | 66 | XLPE
|  | U.S.S Lok Nayak Bh. | 400 | 2010 | 117 | XLPE
|  | Vidyut Bhawan C- Board |  |  | 0 | All ready Feeded
|  | Tr. No.-V | 150 | 2004 | 30 | XLPE
3837
60 | Unitize S/S Lok Nayak Bhawan | Transformer | 150 | 2010 | 7 | XLPE
|  | S/S No 7 |  |  | 0 | All ready Feeded
|  | Lok Nayak BH Besmemt | 400 | 2010 | 117 | XLPE
124
61 | Mausam Bh. (New) | CPWD Mausam Bhawan | 300 | 1968 | 140 | PILCA
|  | Inter Connector B-Board | 300 | 2001 | 30 | XLPE
|  | World Bank | 120 | 2001 | 650 | XLPE
|  | UNICEF Buildging | 150 | 2001 | 720 | XLPE
|  | S.J. Airport 33/11KV |  |  | 0 | All ready Feeded
|  | Islamic Centre | 150 | 2000 | 280 | XLPE
|  | Bharti Nagar |  |  | 0 | All ready Feeded
|  | Lodhi Colony | 300 | 2012 | 1152 | XLPE
|  | Aurbindo Marg | 300 | 1976 | 1594 | PILCA
|  |  | 300 | 2009 | 20 | XLPE
|  | Mausam Bh. (Old) | 300 | 1967 | 410 | PILCA
4996
62 | Mausam Bhawan (Old) | Mausam Bhawan (New) |  |  | 0 | All ready Feeded
|  | Tr No II | 70 | 1967 | 25 | PILCA
|  | Inset Building C.P.W.D. | 150 | 1967 | 150 | PILCA
|  | Tr. No.II | 70 | 1967 | 25 | PILCA
|  | Telephone Exchange Jor Bagh | 0.25 Sq | 1967 | 210 | PILCA
|  |  | 150 | 2009 | 131 | XLPE
541
63 | Nehru Memorial | Tr. No.-II | 150 | 1990 | 25 | PILCA
|  | Nehru Tara Mandal | 150 | 1983 | 320 | PILCA
|  | Tr. No.-I | 70 | 1974 | 20 | PILCA
|  | Dalhusie Road |  |  | 0 | All ready Feeded
|  | Ashoka Hotel | 70 | 1974 | 1200 | PILCA
1565
64 | Nehru Tara Mandal | Tr. No.-I | 70 | 1983 | 25 | PILCA
|  | Tr. No.-II | 70 | 1983 | 30 | PILCA
|  | Nehru Memorial |  |  | 0 | All ready Feeded
|  | Circular Road | 150 | 1983 | 2400 | PILCA
|  | South Avenue |  |  | 0 | All ready Feeded
2455
65 | National Defence College | K. M. Lane | 300 | 1995 | 650 | XLPE
|  | uss Tees january lane |  |  | 0
|  | Vidyut Bhawan C-Board |  |  | 0
|  | Tees Jan. Lane | 300 | 2009 | 510 | XLPE
|  | N.D.C. (Old) | 300 | 2006 | 30 | XLPE
1190
66 | National Museum Phase -I | Vigyan Bhawan Annexe | 0.25 | 1968 | 367 | PILCA
|  | National Archives/Old RecordOffice | 300 | 1968 | 750 | PILCA
|  | National Museum C.P.W.D. | 0.06 Sq In. | 1968 | 200 | PILCA
1317
67 | Nirman Bhawan | Sena Bhawan | 300 | 1976 | 1125 | PILCA
|  | G-Block | 400 | 2012 | 653 | XLPE
|  | Tr. No.-I | 150 | 1967 | 40 | PILCA
|  | Vidyut Bhawan A-Board |  |  |  | PILCA
|  | Krishi Bhawan-II | 300 | 1972 | 1101 | PILCA
|  | Vidyut Bhawan C-Board |  |  | 0 | All ready Feeded
|  | Inter Connector D Board | 400 | 2004 | 35 | XLPE
|  | V.P House | 400 | 2012 | 1433 | XLPE
|  | Vayu Bhawan | 400 | 2012 | 704 | XLPE
|  | uss 26 Akbar Road | 400 | 2013 | 1903 | XLPE
|  | Inter Connector E Board | 400 | 2009 | 40 | XLPE
|  | Capacitor Bank | 300 | 1988 | 73 | PILCA
|  | Capacitor Bank | 300 | 2009 | 26 | XLPE
|  | Krishi Bhawan-I | 400 | 2004 | 1101 | XLPE
|  | Vigyan Bhawan | 300 | 2009 | 1050 | XLPE
|  | Teen Murti Lane | 300 | 2008 | 3135 | XLPE
|  | South Block | 300 | 1997 | 1800 | XLPE
|  | Udyog Bhawan | 400 | 2012 | 130 | XLPE
|  | Udyog Bhawan New | 300 | 2008 | 104 | XLPE
|  | Taj Hotel | 300 | 1979 | 1834 | PILCA
|  | Vigyan Bhawan Annexe | 300 | 1977 | 990 | PILCA
|  | Inter Connector Kirloskar Board | 300 | 1972 | 20 | PILCA
|  | Tr. No.-II | 150 | 2009 | 46 | XLPE
|  | S/S No.-III;F.N.-II | 300 | 1978 | 2600 | PILCA
|  | Race Course NEW | 300 | 1972 | 2650 | PILCA
|  | Shastri Bhawan | 300 | 1960 | 1550 | PILCA
|  | S/S No.-III;F.N.-I | 300 | 1979 | 2000 | PILCA
|  | CPWD Nirman Bhawan | 300 | 1966 | 250 | PILCA
|  | CPWD Nirman Bhawan No II | 300 | 2008 | 250 | XLPE
|  | S/S No 1 |  |  | 0 | All ready Feeded
26643
68 | Oberoi Hotel | Blind Relief | 300 | 1968 | 280 | PILCA
|  | Oberoi Hotel H.T. Panel | 300 | 1966 | 30 | PILCA
|  | Bharti Nagar |  |  | 0 | All ready Feeded
|  | Oberoi Hotel H.T. Panel | 300 | 1967 | 32 | PILCA
342
69 | Pawan Hans | Rajeev Gandhi Bhawan | 150+70 | 2011 | 0 | XLPE
|  | Transformer | 70 | 1989 | 20 | PILCA
20
70 | Pandara Park | S/S No.-7 |  |  | 0 | All ready Feeded
|  | Golf Apartment |  |  | 0 | All ready Feeded
|  | Bapa Nagar | 150 | 2004 | 1260 | XLPE
|  | Tr. No.-I | 150 | 1986 | 20 | PILCA
|  | Tr. No.-II | 150 | 1986 | 22 | PILCA
|  | Cost Quard | 400 | 2015 | 0 | XLPE
|  | uss 26 Akbar Road | 400 | 2013 | 1745 | XLPE
3047
71 | 7-Prithvi Raj Road | 9-Prithvi Raj Road |  |  | 0 | All ready Feeded
|  | Tr. No.-I | 70 | 1986 | 15 | PILCA
|  | Lok Nayak Bhawan |  |  | 0 | All ready Feeded
|  | Tr. No.-II | 70 | 1986 | 17 | PILCA
32
72 | 9-Prithvi Raj Road | 10-Prithvi Raj Road |  |  | 0 | All ready Feeded
|  | 7-Prithvi Raj Road |  |  | 0 | All ready Feeded
|  | Tr. No.-I | 150 | 1986 | 15 | PILCA
|  | Tr. No.-II | 150 | 1986 | 15 | PILCA
30
73 | 10-Prithvi Raj Road | 10A-Prithvi Raj Road |  |  | 0 | All ready Feeded
|  | 9-Prithvi Raj Road |  |  | 0 | All ready Feeded
|  | Transformer | 70 | 1987 | 10 | PILCA
10
74 | 10A-Prithvi Raj Road | Aurangzeb Lane |  |  | 0 | All ready Feeded
|  | 10-Prithvi Raj Road | 300 | 1987 | 120 | PILCA
|  | Transformer | 70 | 1987 | 15 | PILCA
135
75 | 23-Prithvi Raj Road | Tr. No.-I | 150 | 1990 | 10 | PILCA
|  | Auranzeb Lane | 300 |  | 0 | All ready Feeded
|  | 32- A.S. Gill Marg |  |  | 0 | All ready Feeded
|  | Tr. No.-II | 150 | 1990 | 10 | PILCA
10
76 | P.M.O South Block | Dalhousei Road |  |  | 0 | All ready Feeded
|  | Dalhousie Road |  |  | 0 | All ready Feeded
|  | CPWD South Block | 300 | 2015 | 37 | XLPE
|  | CPWD South Block | 300 | 2015 | 39 | XLPE
76
77 | 31-Prithvi Raj Road | Tuglak Lane |  |  | 0 | All ready Feeded
|  | Tr. No.-I | 70 | 1993 | 15 | XLPE
|  | Tr. No.-II | 70 | 1993 | 17 | XLPE
|  | Tuglak Crescent | 150 | 1993 | 370 | XLPE
402
78 | Race Course (New) | U.K. High Commission | 240 | 1997 | 1500 | XLPE
|  | Dalhousie Road | 300 | 1987 | 0 | All ready Feeded
|  | Delhi Security Police Line | 240 | 1997 | 750 | XLPE
|  | Tr. No.-I | 150 | 1997 | 20 | XLPE
|  | Ashoka Hotel | 240 | 1997 | 800 | XLPE
|  | Race course old | 400 | 2012 | 1027 | XLPE
|  | Tr. No.-II | 150 | 1997 | 20 | XLPE
|  | Nirman Bhawan | 300 | 1972 | 2650 | PILCA
|  | Capicator Bank | 400 | 1997 | 30 | XLPE
|  | Aurbindo Marg Via Race course Old | 300 | 1975 | 1600 | PILCA
|  |  |  | 2011 | 588 | XLPE
|  | D-I, Vinay Marg | 2x240 | 1997 | 2200 | XLPE
|  | Bardolai Marg | 300 | 1997 | 1800 | XLPE
|  | DRDO Complex | 300 | 2006 | 2400 | XLPE
15385
79 | Race Course (Old) | Race Course New |  |  | 0 | All ready Feeded
|  | Tuglak Crescent | 150 | 1970 | 1500 | PILCA
|  | Aurbindo Marg |  |  | 0 | All ready Feeded
|  | Tr. No.-I | 150 | 1970 | 15 | PILCA
|  | Tr. No.-II | 150 | 1970 | 16 | PILCA
|  | Gymkhana Club | 0.0225 | 1966 | 342 | PILCA
|  | 1 Safdarjung Lane | 150 | 2009 | 1549 | XLPE
3422
80 | Rajiv Gandhi Bh.(Old) | Vidyut Bh. C-Board |  |  | 0 | All ready Feeded
|  | Pawan Hans | 70 | 1989 | 0 | PILCA
|  |  | 150 | 2010 | 870 | XLPE
|  | National Air Port Authourity of India F.No II | 300 | 2010 | 0 | XLPE
|  | I.A.C. | 300 | 1989 | 180 | PILCA
|  | National Air Port Authourity of India F.No I | 300 | 2010 | 0 | XLPE
|  | S.J. Airport 33/11KV |  |  | 0 | All ready Feeded
1050
81 | S.J. Airport 33/11KV | Capacitor Bank | 400 | 2004 | 40 | XLPE
|  | Jor Bagh No.II | 300 | 2000 | 900 | XLPE
|  | Mausam Bhawan | 300 | 2000 | 2100 | XLPE
|  | Rajeev Gandhi Bh. Old | 300 | 2000 | 170 | XLPE
|  | IAC | 400 | 2011 | 621 | XLPE
|  | Aurbindo Marg | 300 | 2000 | 1200 | XLPE
|  | Jor Bagh Pump House | 300 | 1993 | 820 | XLPE
|  | Lodhi Plaza | 300 | 1995 | 1560 | XLPE
|  | Tr. No.-I | 150 | 1995 | 1560 | XLPE
|  | IRCH | 300 | 1993 | 2300 | XLPE
11271
82 | S.J. Post Office | Tr. No.-I | 150 | 1992 | 15 | XLPE
|  | Aurbindo Marg |  |  | 0 | All ready Feeded
|  | C.R.S.D. Hanger | 400 | 2011 | 1570 | XLPE
|  | I.A.C. |  |  | 0 | All ready Feeded
|  | Tr. No.-II | 150 | 1992 | 13 | XLPE
1598
83 | S/S No.-7 | Ambassador Hotel | 150 | 2006 | 370 | XLPE
|  | UPSC | 150 | 1972 | 320 | PILCA
|  | Tr. No.-I | 150 | 1972 | 22 | PILCA
|  | In. Con. Megabin Bd.P. No.II | 400 | 2006 | 20 | XLPE
|  | Vidyut Bh. A-Board |  |  | 0 | All ready Feeded
|  | Vidyut Bh. C-Board | 400 | 1972 | 760 | PILCA
|  | In.Con. Megabin Bd.P. No.10 | 400 | 2006 | 22 | XLPE
|  | Pandara Park | 300 | 1986 | 450 | PILCA
|  | Children Park | 150 | 1973 | 840 | PILCA
|  |  |  | 2009 | 16 | XLPE
|  | Delhi High Court Old | 150 | 1999 | 1070 | XLPE
|  | Kaka Nagar | 150 | 2003 | 1502 | XLPE
|  | Golf Link No. I | 400 | 2009 | 1220 | XLPE
|  | Delhi High Court ((old) | 240 | 1999 | 1060 | XLPE
|  | Major dhyan Chand National Studium | 400 | 2009 | 1700 | XLPE
|  | Tr. No.-II | 150 | 1972 | 20 | PILCA
|  | A.P. Guest House | 300 | 2008 | 2100 | XLPE
|  | Modern Art Gallery | 300 | 2008 | 874 | XLPE
|  | Jaselemer house | 150 | 2009 | 152 | XLPE
|  | Tr No III | 150 | 2012 | 0 | XLPE
|  | Unitize S/S Lok Nayak | 400 | 2010 | 880 | XLPE
13398
84 | South Avenue | Dalhousie Road |  |  | 0 | All ready Feeded
|  | Nehru Tara mandal | 400 | 2013 | 985 | XLPE
|  | Tr. No.-I | 70 | 1989 | 20 | PILCA
|  | Tr. No.-II | 70 | 1989 | 15 | PILCA
1020
85 | 3,4 South End Lane | Aurangzeb Lane |  |  | 0 | All ready Feeded
|  | 11 -B Aurangzeb Road | 150 | 1989 | 260 | PILCA
|  | Tr. No.-I | 70 | 1989 | 15 | PILCA
|  | Tr. No.-II | 70 | 1989 | 17 | PILCA
292
86 | Tuglak Crescent | Tr. No.-I | 150 | 2009 | 15 | XLPE
|  | 31 Prithvi Raj Road |  |  | 0 | All ready Feeded
|  | Race Course Old |  |  | 0 | All ready Feeded
|  | Tr. No.-II | 150 | 2009 | 17.5 | XLPE
|  | Tr. No.-III | 150 | 2009 | 14 | XLPE
46.5
87 | Tuglak Lane | Tr. No.-I | 150 | 2009 | 60 | XLPE
|  | Tr. No.-II | 70 | 1969 | 13 | PILCA
|  | 31 Prithvi Raj Road | 150 | 1993 | 370 | XLPE
|  | Bharti Nagar |  |  | 0 | All ready Feeded
|  | Kidwai Nagar | 300 | 1971 | 2856 | PILCA
|  |  |  | 2009 | 9 | XLPE
|  | Vidyut Bhawan |  |  | 0 | All ready Feeded
3308
88 | Tel. Ex. Jor Bagh | Mausam Bh. Old |  |  | 0 | All ready Feeded
|  | Jor Bagh No. IV | 300 | 1968 | 360 | PILCA
|  | Tel. Ex. Tr. | 70 | 2009 | 16 | XLPE
376
89 | Transist Hostel | Tr. No.-I | 150 | 2003 | 20 | XLPE
|  | Ali Ganj No.I | 300 | 1999 | 420 | XLPE
|  | Ali Ganj No.II |  |  | 0 | All ready Feeded
|  | Tr. No.-II | 150 | 2003 | 22 | XLPE
462
90 | Unitize S/S Childern Park | 16-A Akber Road |  | 2004 | 0 | All ready Feeded
|  | Transformer | 150 | 2004 | 10 | XLPE
|  | Bikaner House | 300 | 2009 | 160 | XLPE
170
91 | Unitize S/S Bhart Ghar Khan Market | S/S No 7 |  |  | 0 | All ready Feeded
|  | Transformer | 150 | 2010 | 9 | XLPE
|  | USS Khan Market |  |  | 0 | All ready Feeded
9
92 | Unitize S/S 26 Akbar Road | Pandara Road |  |  | 0 | All ready Feeded
|  | Transformer | 150 | 2013 | 10
|  | Nirman Bhawan |  |  | 0 | All ready Feeded
10
93 | Unitize S/S Palika Niowas No I | 33/11 KV Aliganj Jor Bagh |  | 2015 | 0 | All ready Feeded
|  | Transformer | 150 | 2010 | 9 | XLPE
|  | USS Palika Niwas | 300 | 2010 | 12 | XLPE
21
94 | Unitize S/S Palika Niowas No II | Lodhi Coloney |  |  | 0 | All ready Feeded
|  | Transformer | 150 | 2010 | 9 | XLPE
|  | USS Palika Niwas | 300 |  | 0 | All ready Feeded
9
95 | Unitize S/S P.R Mkt | Vidyut Bhawan |  |  | 0 | All ready Feeded
|  | Transformer | 150 | 2010 | 9 | XLPE
|  | Lok Nayak BH besment |  |  | 0 | All ready Feeded
9
96 | Vidyut Bhawan | Capicator Bank | 300 | 1988 | 145 | PILCA
|  | Vigyan Bhawan | 300 | 1989 | 1654 | PILCA
|  | Dalhousie Road | 300 | 1979 | 3200 | PILCA
|  | Tuglak Lane | 300 | 1971 | 1300 | PILCA
|  |  |  | 2009 | 6 | XLPE
|  | S/S No.-3 | 300 | 1979 | 3280 | PILCA
|  | Inter Conn. C-Board | 2*300 | 1982 | 30 | PILCA
|  | Inter Conn D-Board | 2*300 | 2004 | 30 | XLPE
|  | Inter Conn. B-Board | 2*400 | 1972 | 32 | PILCA
|  | 10- Janpath | 150 | 1987 | 1256 | PILCA
|  | Nirman Bhawan | 300 | 1976 | 1940 | PILCA
|  |  |  | 2009 | 25 | XLPE
|  | S/S No. 7 A Board | 300 | 1972 | 740 | PILCA
|  | S/S No. 7 B Board | 400 | 2012 | 1260 | XLPE
|  | Delhi High Court Temp. | 300 | 1999 | 1750 | XLPE
|  | National Defence College | 300 | 2006 | 720 | XLPE
|  | 16 A Akbar Road | 300 | 1995 | 1200 | XLPE
|  | Jor Bagh Pump House | 300 | 1988 | 2110 | PILCA
|  | Nirman Bhawan | 400 | 2011 | 1668 | XLPE
|  | Teen Murti Lane | 300 | 1985 | 2200 | PILCA
|  | Inter Conn. C-Board | 2*300 | 2004 | 30 | XLPE
|  | Capacitor Bank | 300 | 1988 | 145 | PILCA
|  | Capacitor Bank | 300 | 1989 | 148 | PILCA
|  | Rajeev Gandhi Bhawan | 300 | 1985 | 2770 | PILCA
|  | Lok Nayak Bh. | 300 | 1978 | 1200 | PILCA
|  | Lok Nayak Bh. | 300 | 1978 | 795 | PILCA
|  | Sena Bhawan | 300 | 1974 | 2200 | PILCA
|  | National Archieves | 300 | 1989 | 2110 | PILCA
|  | National Museum | 300 | 1989 | 1246 | PILCA
|  | Tr. No.-I | 150 | 1968 | 25 | PILCA
|  | Hotel Samrat | 300 | 1982 | 3364 | PILCA
|  | Isolator-I | 400 | 2004 | 20 | XLPE
|  | Isolator-II | 400 | 2004 | 20 | XLPE
|  | Taj Hotel | 300 | 1979 | 850 | PILCA
|  | Tr. No.-II | 150 | 1983 | 25 | PILCA
|  | UPSC New Wing | 150 | 2006 | 1076 | XLPE
|  | Aurbindo Marg | 300 | 1983 | 2781 | PILCA
|  | National Archives | 300 | 1989 | 2200 | PILCA
|  | Medical center Delhi High Court | 400 | 2014 | 3750 | XLPE
|  | 6 Aurangzeb Road | 300 | 1988 | 175 | PILCA
|  | 4-Aurangzeb Road | 150 | 2006 | 650 | XLPE
|  | 32-A.S. Gill Marg | 300 | 1974 | 1140 | PILCA
|  | Unitize S/S P.R Market | 400 | 2010 | 945 | XLPE
52211
97 | Vayu Bhawan | Nirman Bhawan |  |  | 0 | All ready Feeded
|  | Rail Bhawan | 300 | 2007 | 737 | XLPE
|  | Constitutional club raisina road | 400 | 2012 | 1386 | XLPE
|  | Vayu Bhawan CPWD | 150 | 1971 | 13 | PILCA
2136
98 | World Bank | World Bank TR | 95 | 2003 | 14 | XLPE
|  | Lodhi Plaza |  |  | 0 | All ready Feeded
|  | Mausam Bhawan New |  |  | 0 | All ready Feeded
|  | Ford Foundation | 150 | 2003 | 20 | XLPE
34
99 | AIIMS | C.N. Centre. | 300 | 2004 | 689 | XLPE
|  |  | 300 | 2009 | 28 | XLPE
|  | I.R.C.H. | 300 | 2005 | 815 | XLPE
|  | Inter Connector. | 400 | 2010 | 21 | XLPE
|  | Kidwai Nagar (W) | 300 | 1981 | 1475 | PILCA
|  |  | 300 | 2009 | 28 | XLPE
|  | USS Kidwai Nagar E | 300 | 2000 | 1093 | XLPE
|  |  | 300 | 2009 | 61 | XLPE
|  | Kidwai Nagar E. No. 1 | 300 | 1973 | 284 | PILCA
|  | S.J Hospital Complex | 300 | 1992 | 735 | PILCA
|  | P.C Block | 300 | 1999 | 867 | PILCA
|  | R.P. Centre | 300 | 1976 | 660 | PILCA
|  |  | 300 | 2009 | 71 | XLPE
|  | Teaching Block | 300 | 1975 | 724 | PILCA
|  |  | 300 | 2009 | 30 | XLPE
|  | Cancer Block | 300 | 1982- | 500 | PILCA
|  |  | 300 | 2009 | 27 | XLPE
|  | Bio Tech. | 150 | 1994 | 343 | XLPE
|  | National Medical Library | 150 | 1998 | 190 | XLPE
|  | Ansari Nagar (E). | 300 | 2000 | 1093 | XLPE
|  |  | 300 | 2009 | 19 | XLPE
|  | Dental College | 400 | 2010 | 615 | XLPE
|  | Local Tr. No.-I | 150 | 2010 | 30 | XLPE
|  | Local Tr. No.-II | 150 | 2010 | 40 | XLPE
10438
100 | Afganistan Emb. | Italian Emb. | 300 | 1987 | 432 | PILCA
|  | Nehru Park |  |  | 0 | All ready Feeded
|  | Trade Mission-I | 70 | 1970 | 300 | PILCA
|  | U.S.S.R. Trade Building | 70 | 1965 | 122 | PILCA
|  | U.S.S.R.Emb | 70 | 1970 | 300 | PILCA
|  | Russian Councler Office | 70 | 1970 | 250 | PILCA
|  | U.A.E. Emb. |  |  | 0 | All ready Feeded
|  | Sweden Emb. | .0225” | 1963 | 207 | PILCA
|  | Local Tr. No.-I | 150 | 2003 | 50 | XLPE
|  | Local Tr. No.-II | 150 | 2003 | 50 | XLPE
1711
101 | AFRO Asian | U.P. Sadan |  |  | 0 | All ready Feeded
|  | Bihar Bhawan |  |  | 0 | All ready Feeded
|  | Local Tr. No.-I | 150 | 1999 | 50 | XLPE
|  | Local Tr. No.-II | 150 | 1999 | 50 | XLPE
100
102 | American Emb. | Nehru Park |  |  | 0 | All ready Feeded
|  | To Main Building | 150 | 1985 | 70 | PILCA
|  | To Apartment | 150 | 1985 | 65 | PILCA
|  | To West Building | 150 | 1985 | 75 | PILCA
|  | To Roojvelt House | 150 | 1985 | 60 | PILCA
|  | Bapu Dham |  |  | 0 | All ready Feeded
270
103 | Ansari Nagar (E) | Local Tr. No.-I | 150 | 2003 | 25 | XLPE
|  | Local Tr. No.-II | 150 | 2003 | 25 | XLPE
|  | AIIMS |  |  | 0 | All ready Feeded
|  | Laundry Block | .25” | 1960 | 600 | PILCA
|  | Ansari Nagar (W). | 300 | 2003 | 604 | XLPE
1254
104 | Ansari Nagar (W) | Ansari Nagar (E). | 300 | 2003 | 604 | XLPE
|  | Safdarjung Complex | 300 | 2003 | 901 | XLPE
|  | Local Tr. No.-I | 70 | 1991 | 25 | XLPE
|  | Local Tr. No.-II | 70 | 1991 | 25 | XLPE
1555
105 | Aradhna building | R.K Puram No 2 | 300 | 1997 | 981 | XLPE
|  | C-II Moti Bagh |  |  | 0 | All ready Feeded
|  | Anant Ram Dairy | 300 | 1997 | 935 | XLPE
|  | Local Tr. No.-I | 150 | 1986 | 25 | PILCA
|  | Local Tr. No.-II | 150 | 1986 | 25 | PILCA
1966
106 | Arunachal State Guest House | Haryana State Guest House | 300 | 2009 | 219 | XLPE
|  | Guest House Tr | 150 | 2009 |  | XLPE
|  | Chanakya Puri Guest House |  |  | 0 | All ready Feeded
219
107 | Akbar Bhawan Panel | Local Tr. No.-I | 150 | 2010 | 30 | XLPE
|  | Local Tr. No.-II | 150 | 2010 | 30 | XLPE
|  | Local Tr. No.-III | 150 | 2010 | 36 | XLPE
|  | Nehru Park |  |  | 0 | All ready Feeded
|  | Chanakiya Bhawan | 300 | 2013 | 265 | XLPE
361
108 | Ashoka Hotel | Fire Brigade | 0.25” | 1966 | 855 | PILCA
|  | Nehru Memorial | 70 | 1974 | 0 | All ready Feeded
|  | Local Tr. | 150 | 2010 | 70 | XLPE
|  | U.K. High Com. | 0.25 | 1960 | 517 | PILCA
|  | Karnataka Bhawan | 70 | 1974 | 658 | PILCA
|  | Race Course |  |  | 0 | All ready Feeded
|  | Teen Murti Lane | 150 | 1968 | 600 | PILCA
|  | Dalhausie Road |  |  | 0 | All ready Feeded
|  | Bapu Dham |  |  | 0 | All ready Feeded
|  | Nehru Park |  |  | 0 | All ready Feeded
|  | Gujrat Bhawan | 150 | 1996 | 400 | XLPE
|  | J&K House | 150 | 1996 | 940 | XLPE
|  | Delhi Police S Lane | 300 | 1997 | 1520 | XLPE
|  | Bapu Dham |  |  | 0 | All ready Feeded
|  | Nirman Bhawan |  |  | 0 | All ready Feeded
|  | Nehru Park |  |  | 0 | All ready Feeded
|  | Samrat Hotel | 300 | 1997 | 1520 | XLPE
|  | Ringmen South U.K Emb | 0.25 | 1960 | 517 | PILCA
7597
109 | Assam Bhawan | Kventer Lane | 150 | 1981 | 810 | PILCA
|  | U.P. Bhawan | 150 | 1986 | 450 | PILCA
|  | Local Tr.-I | 150 | 2009 | 11 | XLPE
1271
110 | Anant Ram Dairy | Local Tr | 150 | 1998 | 10 | XLPE
|  | Aradhna Build. |  |  | 0 | All ready Feeded
|  | W.T.I | 300 | 1997 | 400 | XLPE
410
111 | Andaman Nicobar | Local Tr.-I | 150 | 2007 | 12 | XLPE
|  | Sw. St. Guest H. Ch.Puri |  |  | 0 | All ready Feeded
|  | U.P. Sadan | 240 | 1997 | 220 | XLPE
232
112 | Australia Emb. | Japan Emb. | 0.06 Sq In. | 1964 | 132 | PILCA
|  | Sudan Emb. | 150 | 1980 | 560 | PILCA
|  | Yugoslavia Emb. | 25 | 1965 | 500 | PILCA
|  | 2,3 Punch Sheel Marg. | 150 | 1982 | 860 | PILCA
|  | U.K. High Com. |  |  | 0 | All ready Feeded
|  | Pakistan Emb. | 70 | 1990 | 211 | XLPE
2263
113 | Austria Emb. | Local Tr. | 150 | 1982 | 10 | PILCA
|  | 2,3 Panhsheel Marg | 150 | 1982 | 860 | PILCA
Bapu Dham
870
114 | American School | S.P. Marg | 150 | 1988 | 475 | PILCA
|  | Transformer | 150 | 1988 | 40 | PILCA
515
115 | Animal House | Teaching Block |  |  | 0 | All ready Feeded
116 | Bangladesh Emb. | Chanakya Puri. |  |  | 0 | All ready Feeded
117 | Bapu Dham | Italy Emb. SSG Bd. | 300 | 1989 | 1027.5 | PILCA
|  | British School | .25” | 1973 | 810 | PILCA
|  | Nehru Park | 300 | 1982 | 2035 | PILCA
|  | Kventor Dairy | 300 | 1982 | 2770 | PILCA
|  | Local Tr. No.-I | 150 | 2010 | 18 | XLPE
|  | Local Tr. No.-II | 150 | 2010 | 30 | XLPE
|  | 2,3 Punch Sheel Marg. | 300 | 1982 | 1545 | PILCA
|  | I.B. Complex | 300 | 1982 | 885 | PILCA
|  | I.B Complex | 400 | 2008 | 981 | XLPE
|  | Austria Emb. | 150 | 1982 | 1270 | PILCA
|  | American School | 150 | 1986 | 1081 | PILCA
|  | Italy Emb. Kirloskar Bd. | 300 | 1989 | 125 | PILCA
|  | British School. | 150 | 1996 | 890 | XLPE
|  | MES Flat | 150 | 1973 | 835 | PILCA
|  | Maurya Hotel | 300 | 1977 | 1112 | PILCA
|  | Taj Palace Hotel | 300 | 1982 | 2024 | PILCA
|  | Taj Palace Hotel | 300 | 1982 | 2024 | PILCA
|  | Belgium Emb. | 300 | 1982 | 1685 | PILCA
|  | American Emb. | 150 | 1985 | 1985 | PILCA
|  | Chanakya Puri | 300 | 1985 | 540 | PILCA
|  |  | 300 | 1987 | 1054 | PILCA
|  | U.A.E. Emb. | 300 | 1987 | 1054 | PILCA
|  | Children Book Trust | 150 | 2006 | 839 | XLPE
|  | M.E.A. | 300 | 2009 | 646 | XLPE
|  | Bulgaria Emb. | 150 | 1979 | 830 | PILCA
|  | C.P.W.D Bapu Dham | 150 | 1995 | 800 | XLPE
|  | Sanskrti School | 400 | 2004 | 750 | XLPE
|  | USSR Trade Bldg. | 300 | 1990 | 910 | XLPE
|  | S.P Marg | 300 | 1965 | 1590 | PILCA
|  | Ashoka Hotel | 300 | 1983 | 3200 | PILCA
35345.5
118 | Bardolai Marg | Race Course. |  |  | 0
|  | Transformer H.T. panel | 150 | 2005 | 27 | XLPE
|  | Indonesia | 70 | 1960 | 200 | PILCA
|  | Indonesia | 70 | 2005 | 314 | XLPE
|  | Local Tr. No.-I | 150 | 2004 | 12 | XLPE
|  | Local Tr. No.-II | 150 | 2004 | 15 | XLPE
|  | Karnataka Bhawan | 25 | 1970 | 400 | PILCA
|  | China Emb. | 300 | 2010 | 1067 | XLPE
|  | Karnataka Bhawan | 70 | 2005 | 201 | XLPE
|  | Tamil Nadu House | 70 | 1976 | 538 | PILCA
|  |  | 70 | 2005 | 86 | XLPE
|  | Tamil Nadu Bhawan | 70 | 2005 | 501 | XLPE
100
|  | Orissa Bhawan | 300 | 2005 | 94 | XLPE
|  | Sri Lanka | 150 | 2008 | 752 | XLPE
|  | Circular Road | 300 | 1964 | 467 | PILCA
|  | Circular Road | 300 | 2005 | 70 | XLPE
4844
119 | Belgium Emb. | New Zealand Emb. | 70 | 1993 | 450 | XLPE
|  | Local Tr. No.-I | 150 | 1982 | 50 | PILCA
|  | Local Tr. No.-II | 150 | 1982 | 50 | PILCA
|  | Bapu Dham |  |  | 0
|  | Nehru Park |  |  | 0
|  | Singapore Emb. | 300 | 2007 | 857 | XLPE
|  | Ghana Emb. | 150 | 1993 | 245 | XLPE
1652
120 | Bhutan Emb. | Local Tr. No.-I | 150 | 1974 | 10 | PILCA
|  | Railway Computer |  |  | 0
|  | Nigeria Emb. | 150 | 1996 | 677 | XLPE
687
121 | Bulgaria Emb. | Bapu Dham |  |  | 0
|  | Koria Emb. | 70 | 1979 | 505 | PILCA
505
122 | Bihar Niwas | Local Tr. No.-I | 150 | 1999 | 20 | XLPE
|  | Local Tr. No.-II | 150 | 1999 | 20 | XLPE
Guest H. Chanakya Puri
|  | Afroasin | 240 | 1999 | 250 | XLPE
290
123 | Buddha Jayanti Park | S. P. Marg |  |  | 0 | All ready Feeded
124 | Bio Tech | Teaching Block
AIIMS
125 | B-Block Sarojini Nagar | I-Block
|  | Local Tr. No.-I | 150 | 1984 | 12 | PILCA
|  | Local Tr. No.-II | 150 | 1984 | 12 | PILCA
|  | C Block | 120 | 1968 | 433 | PILCA
457
126 | British School | Bapu Dham |  |  | 0 | All ready Feeded
127 | Boaster Pump S.Nagar | Nehru Park |  |  | 0 | All ready Feeded
|  | USS Pillanji | 300 | 1986 | 640 | PILCA
|  | Local Tr. No.I | 150 | 2010 | 25 | XLPE
|  | Local Tr. No.II | 150 | 2010 | 18.7 | XLPE
683.7
128 | CONVERGENT CENTER (AIIMS) | New Private Ward | 400 | 2014 | 647 | XLPE
647
129 | Cancer Block Panel | Local Tr. No.-I | 150 | 1983 | 50 | PILCA
|  | Local Tr. No.-II | 150 | 1983 | 50 | PILCA
|  | Local Tr. No.-III | 150 | 1983 | 50 | PILCA
|  | S/S C.N. Center. | 300 | 2004 | 301 | XLPE
|  | AIIMS |  |  | 0 | All ready Feeded
|  | Kidwai Nagar (West) |  |  | 0 | All ready Feeded
|  | Ward Block | 150 | 1983 | 345 | PILCA
796
130 | C. Avenue | B. Avenue | 120 | 1968 | 433 | PILCA
|  | Kidwai Nagar (West) |  |  | 0 | All ready Feeded
|  | D. Avenue |  |  | 0 | All ready Feeded
|  | H. Avenue | 300 | 1971 | 580 | PILCA
|  | Laxmi Bai Nagar | 300 | 2009 | 1751 | XLPE
|  | Pillanji Village. | 240 | 1989 | 800 | PILCA
|  | Local Tr. No.-I | 150 | 1982 | 25 | PILCA
|  | Local Tr. No.-II | 150 | 1982 | 25 | PILCA
|  | Local Tr. No.-III | 150 | 2013 | 27 | XLPE
|  | Local Tr. No.-IV | 150 | 2013 | 30 | XLPE
|  | D-Block S.Nagar. | 300 | 1996 | 95 | XLPE
3766
131 | Ch. Puri Guest House | D-I Vinay Marg. |  |  | 0 | All ready Feeded
|  | Andaman Nikobar. | 240 | 1997 | 376 | XLPE
|  | Local Tr. No.-I | 150 | 1996 | 10 | XLPE
|  | Nehru Park |  |  | 0 | All ready Feeded
|  | Bihar Niwas | 240 | 1997 | 364 | XLPE
|  | Canada Emb. | 150 | 1996 | 1584 | XLPE
|  | Palika Bhawan. | 400 | 1998 | 2361 | XLPE
|  | Tamilnadu Guest House | 400 | 2004 | 200 | XLPE
|  | I.B Complex | 400 | 2008 | 925 | XLPE
|  | I.B Complex | 400 | 2008 | 2090 | XLPE
|  | Rajsithan Guest House | 400 | 2005 | 383 | XLPE
|  | Arunachal Guest House | 300 | 2006 | 202 | XLPE
|  | Chanakya Puri | 400 | 2008 | 2216 | XLPE
|  | Chanakya Puri | 400 | 2008 | 188 | XLPE
|  | Sanskriti School | 400 | 2006 | 2324 | XLPE
|  | New Moti Bagh S/Sno.9 | 400 | 2010 | 1716 | XLPE
14939
132 | Chanakya Puri | Singapore Emb. | 150 | 1985 | 500 | XLPE
|  | Rly Officers flat | 150 | 2004 | 706 | XLPE
|  | Bapu Dham S.S.G. Bd. |  |  | 0 | All ready Feeded
|  | Bapu Dham Asia Bd. |  |  | 0 | All ready Feeded
|  | Nehru Park |  |  | 0 | All ready Feeded
|  | Guest H. Chanakya Puri |  |  | 0 | All ready Feeded
|  | Bangladesh Emb | 70 | 2003 | 360 | XLPE
|  | Greece Emb | 150 | 2000 | 158 | XLPE
|  | Uzbekistan Emb. | 150 | 1999 | 240 | XLPE
|  | Mauritius Emb | 70 | 2000 | 465 | XLPE
|  | LocaL Tr. No.1 | 150 | 1995 | 15 | XLPE
|  | Finlend Emb | 300 | 1986 | 1062 | PILCA
|  | franch Emb | 150 | 1986 | 1372 | PILCA
|  | Maitreyi Collage | 150 | 1986 | 200 | PILCA
|  | Qatar Emb. | 150 | 1998 | 899 | XLPE
|  | Oman Embassy. | 150 | 2004 | 2020 | XLPE
|  | New Zealand Emb. | 70 | 1993 | 670 | XLPE
|  | Ravi Shankar Instt. | 150 | 2003 | 1603 | XLPE
|  | Oman Emb. | 150 | 2004 | 2020 | XLPE
|  | Asian Dev. Bank | 150 | 2008 | 1054 | XLPE
|  | Aalco Building | 70 | 2009 | 433 | XLPE
13777
133 | China Emb. | Fire Brigade | 150 | 1999 | 240 | XLPE
|  | Chine Emb. New | 120 | 1994 | 186 | XLPE
426
134 | C-II Moti Bagh | Nehru Park |  |  | 0 | All ready Feeded
|  | Railway Computer Centre |  |  | 0 | All ready Feeded
|  | Ware House | 400 | 2012 | 956 | XLPE
|  | Shastri Niketan | 150 | 1981 | 1205 | PILCA
|  | Aradhna Build. | 300 | 1969 | 600 | PILCA
|  | Railway Secretary borad | 150 | 2007 | 1089 | XLPE
|  | Moti Bagh | 0.1 | 1957 | 920 | PILCA
|  | Local Tr. No.-I | 150 | 2010 | 29 | XLPE
|  | Local Tr. No.-II | 150 | 2010 | 22 | XLPE
|  | Turkish Emb. | 70 | 1982 | 1250 | PILCA
|  | USS Madrasi Camp | 400 | 2012 | 1139 | XLPE
7210
135 | Circular Road | Local Tr. No.-I | 150 | 2010 | 33 | XLPE
|  | Local Tr. No.-II | 150 | 2010 | 24 | XLPE
|  | Bardolai Marg |  |  | 0 | All ready Feeded
|  | Fire Brigade |  |  | 0 | All ready Feeded
|  | Vishva Yuvak Kendra | 150 | 1997 | 384 | XLPE
|  | Neharu Tara Mandal |  |  | 0 | All ready Feeded
441
136 | C.N. Centre | Local Tr. No.-I | 150 | 2004 | 27 | XLPE
|  | Local Tr. No.-II | 150 | 2004 | 26 | XLPE
|  | Local Tr. No.-III | 150 | 2004 | 26 | XLPE
|  | AIIMS |  |  | 0 | All ready Feeded
|  | Cancer Block |  |  | 0 | All ready Feeded
|  | China Emb. New | 150 | 1999 | 186 | XLPE
265
137 | Chanakya Bhawan | Local Tr. No.-I | 150 | 2009 | 28 | XLPE
|  | Local Tr. No.-II | 150 | 2009 | 17 | XLPE
|  | Akbar Bhawan |  |  | 0 | All ready Feeded
45
138 | C.P.W.D. Bapu Dham | Bapu Dham |  |  | 0 | All ready Feeded
|  | Local Tr. No.-I | 70 | 1970 | 10 | PILCA
|  | Local Tr. No.-II | 70 | 1970 | 10 | PILCA
|  | Ravi Shankar Institute | 150 | 1970 | 770 | PILCA
790
139 | 2 CROSS ROAD | 33/11 KV Netaji Nager | 400 | 2015 | 1523 | XLPE
|  | Local Tr No 1 | 150 | 2015 | 17 | XLPE
|  | Local Tr No 2 | 150 | 2015 | 18 | XLPE
|  | Delhi Public Liburary | 300 | 2014 | 739 | XLPE
|  | 33/11 KV Netaji Nager | 400 | 2015 | 1540 | XLPE
3837
140 | Chhattisgarh Sadan | Local Tr. No.-I | 150 | 1988 | 12 | PILCA
|  | Factory Road |  |  | 0 | All ready Feeded
12
141 | D- Block Sarojini Nagar | Local Tr No.1 | 150 | 1988 | 20 | PILCA
|  | Local Tr. No.II | 150 | 1988 | 25 | PILCA
|  | C Block | 300 | 1996 | 195 | XLPE
|  | I- Block |  |  | 0 | All ready Feeded
240
142 | S/S DG Block S.N. Panel | Local Tr No.1I | 150 | 2006 | 22 | XLPE
|  | Local Tr No.1 | 150 | 2006 | 15 | XLPE
|  | S.J Staff Qtr No. 1 | 150 |  | 0 | All ready Feeded
|  | Nauroji Ngr. |  |  | 0 | All ready Feeded
37
143 | D-2 Pump House | CSOI Club | 400 | 2012 | 1385 | XLPE
|  | D-I Vinay Marg. |  |  | 0 | All ready Feeded
|  | Newal Qtr | 300 | 1982 | 430 | PILCA
|  | Local Tr No.1 | 150 | 1982 | 12 | PILCA
|  | Local Tr No.1I | 150 | 1982 | 12 | PILCA
1839
144 | D-I Vinay Marg | CRD Hanger | 300 | 2011 | 1256 | XLPE
|  | Telephone Ex | 70 | 1969 | 535 | PILCA
|  | Guest House Ch.puri | 240 | 1997 | 1039 | XLPE
|  | Satya Sadan | 150 | 1972 | 804 | PILCA
|  | Tamil nadu Guest house | 400 | 2004 | 344 | XLPE
|  | Race Course |  |  | 0
|  | D-2 Pump House | 300 | 1982 | 430 | PILCA
|  | Nehru Park |  |  | 0 | All ready Feeded
|  | Railways Colony | 150 | 1998 | 1643 | XLPE
|  | Egypt Emb | 0.25 | 1956 | 600 | PILCA
|  | Local Tr. No.-II | 150 | 2010 | 27 | XLPE
|  | Local Tr. No.-I | 150 | 2010 | 20.05 | XLPE
6698.05
145 | Delhi Police Security Line | CSOI Club | 400 | 2012 | 250 | XLPE
|  | Ashoka Hotel |  |  | 0 | All ready Feeded
|  | Local Tr. No.-I | 150 | 1992 | 10 | XLPE
|  | Local Tr. No.-II | 150 | 1992 | 12 | XLPE
|  | Race Course |  |  | 0 | All ready Feeded
272
146 | Delhi Earth Centre | S.P. Marg S.B.B. Board |  |  | 0 | All ready Feeded
|  | S.P. Marg D.B.B. Board |  |  | 0 | All ready Feeded
|  | Local Tr. No.-I | 150 | 1967 | 10 | PILCA
|  | Local Tr. No.-II | 150 | 1967 | 10 | PILCA
|  | O/H Line | 25 | 1971 | 900 | PILCA
920
147 | Egypt Embassy | Local Tr. No.-I | 150 | 1986 | 25 | PILCA
|  | Local Tr. No.-II | 150 | 1986 | 25 | PILCA
|  | Czechk Emb. | 150 | 1972 | 370 | PILCA
|  | Polish Emb. | 150 | 1986 | 300 | PILCA
|  | Japan Emb. | 300 | 1956 | 330 | PILCA
|  | D-I Vinay Marg. | .25” | 1956 | 600 | PILCA
|  | Nehru Park C-Board |  |  | 0 | All ready Feeded
|  | Nehru Park B-Board |  |  | 0 | All ready Feeded
|  | Slovak Emb | 150 | 2003 | 330 | XLPE
|  | Railways Comuter Center | 300 | 1956 | 500 | PILCA
|  | Hungry Emb. | 70 | 1979 | 500 | PILCA
|  | Kuwait Emb. | 70 | 1979 | 412 | PILCA
3392
148 | Fire Brigade | Circular Road no. I | 150 | 1972 | 545 | PILCA
|  | Sri Lanka | 150 | 2008 | 509 | XLPE
|  | Ashoka Hotel |  |  | 0 | All ready Feeded
|  | China Embassy | 300 | 2010 | 300 | XLPE
|  | Keventer Dairy |  |  | 0 | All ready Feeded
|  | New Malcha Marg |  |  | 0 | All ready Feeded
|  | China Emb. | 120 | 1964 | 134 | PILCA
1488
149 | Finland Embassy | Ch. Puri |  |  | 0 | All ready Feeded
|  | Local Tr. No.-I | 150 | 2007 | 21 | XLPE
|  | Local Tr. No.-II | 150 | 2007 | 27 | XLPE
|  | New Malcha Marg |  |  | 0 | All ready Feeded
48
150 | Factory Road | Local Tr. No.-I | 150 | 1986 | 10 | PILCA
|  | Local Tr. No.-II | 150 | 1986 | 10 | PILCA
|  | Chhatishgarh Bhawan | 150 | 2009 | 124 | XLPE
|  | Safdarjung Staff Quarter 2 |  |  | 0 | All ready Feeded
|  | Safdarjung HospitleComplex |  |  | 0 | All ready Feeded
|  | Local Tr. No.-I | 150 | 1996 | 22 | XLPE
|  | Local Tr. No.-II | 150 | 1996 | 28 | XLPE
|  | S.J. Hostel Complex K.N.W | 300 | 2011 | 782 | XLPE
976
151 | Food & Craft Bazar | Local Tr. No.-I | 150 | 2000 | 30 | XLPE
|  | Local Tr. No.-II | 150 | 2000 | 30 | XLPE
|  | Safdarjung Staff Quarter 1 |  |  | 0 | All ready Feeded
|  | Laxmi bai nagar No.I | 150 | 2000 | 482 | XLPE
542
152 | Greece Emb. | Sanskriti School. |  |  | 0 | All ready Feeded
|  | Switching Station Chanakya Puri |  |  | 0 | All ready Feeded
0
153 | Ghana Emb. | Local Tr. No.-I | 70 | 1987 | 12 | PILCA
|  | Local Tr. No.-II | 70 | 1987 | 10 | PILCA
|  | Belgium Emb. |  |  | 0 | PILCA
22
154 | Gujrat Bhawan | Local Tr. No.-I | 70 | 1982 | 12 | PILCA
|  | Local Tr. No.-II | 70 | 1982 | 10 | PILCA
|  | Orissa Bhawan |  |  | 0 | All ready Feeded
|  | Ashoka Hotel |  |  | 0 | All ready Feeded
22
155 | Himachal Sadan | Local Tr. No.-I | 150 | 2000 | 15 | XLPE
|  | Sikkim House |  |  | 0 | All ready Feeded
|  | S. P. Marg |  |  | 0 | All ready Feeded
15
156 | H. Avenue | Nehru Park |  |  | 0 | All ready Feeded
|  | Local Tr. No.-I | 70 | 1982 | 15 | PILCA
|  | Local Tr. No.-II | 70 | 1982 | 15 | PILCA
|  | C. Avenue | 240 | 1971 | 580 | PILCA
|  | Rly Station-II to D-I Vinay Marg Biecco | 150 | 1998 | 1643 | XLPE
2253
157 | Hungry Emb. | Egypt Emb. |  |  | 0 | All ready Feeded
|  | Local Tr. No.-I | 70 | 1979 | 12 | XLPE
|  | Local Tr. No.-II | 70 | 1979 | 10 | XLPE
|  | Telephone Ex. | 70 | 1979 | 280 | XLPE
302
158 | I Block | K- Avenue | 400 | 2003 | 948 | XLPE
|  | B. Avenue | 70 | 1969 | 525 | PILCA
|  | H.Avenue Via K. Block. | 400 | 2002 | 948 | XLPE
|  | D- Avenue | .10” | 1956 | 677 | PILCA
|  | D- Avenue | 150 | 2009 | 30 | XLPE
|  | Local Tr. No.-I | 300 | 2009 | 25 | XLPE
|  | Local Tr. No.-II | 300 | 2009 | 27 | XLPE
|  | Kidwai Nagar (West) |  |  | 0 | All ready Feeded
|  | Netaji Nagar A-Block | .25” | 1957 | 900 | PILCA
|  | Truma Centre |  |  | 0 | All ready Feeded
|  | Nauroji Ngr. | 300 | 2011 | 1002 | XLPE
5082
159 | Italy Emb. | Bapu Dham D.B.B |  |  | 0 | All ready Feeded
|  | Bapu Dham Kirloskar Board |  |  | 0 | All ready Feeded
|  | Netherlands Emb. | 70 | 1967 | 235 | PILCA
|  | Afganistan Emb. |  |  | 0 | All ready Feeded
|  | Local Tr. No.-I | 150 | 1989 | 15 | PILCA
|  | Local Tr. No.-II | 150 | 1989 | 17 | PILCA
|  | Turkish Emb. | 400 | 2011 | 997 | XLPE
|  | Korea Emb. | 70 | 1979 | 489 | XLPE
|  | Veerawali Hospital | 400 | 2008 | 531 | XLPE
2284
160 | Indira Niketan | Local Tr. No.-I | 150 | 1992 | 12 | XLPE
|  | USS Mini Market L. Bai Nager | 240 | 1989 | 400 | PILCA
|  | Kidwai Nagar(W) |  |  | 0 | All ready Feeded
412
161 | I.R.C.H. | Safdarjung Airport |  |  | 0 | All ready Feeded
|  | Local Tr. No.-I | 150 | 2004 | 20 | XLPE
|  | Local Tr. No. II | 150 | 2004 | 20 | XLPE
|  | AIIMS |  |  | 0 | All ready Feeded
40
162 | Japan Emb. Old | Australian Emb. |  |  | 0 | All ready Feeded
|  | German Emb. | 150 | 1962 | 200 | PILCA
|  | Nehru Park |  |  | 0 | All ready Feeded
|  | Local Tr No.1 | 70 | 1988 | 12 | PILCA
|  | Sudan Emb. | 150 | 1997 | 1078 | XLPE
|  | Japan Emb. New | 150 | 1999 | 640 | XLPE
1930
163 | J & K House | Local Tr. No.1 | 150 | 1979 | 10 | PILCA
|  | M.P Bhawan | 300 |  |  | PILCA
|  | Local Tr. No. II | 150 | 1979 | 10 | PILCA
|  | Ashoka Hotel |  |  | 0 | All ready Feeded
20
164 | Kventer Lane 33/11 KV | Circular Road | 400 | 2013 | 670 | XLPE
|  | Circular Road extended to Bardolai Marg | 400 | 2013 | 670 | XLPE
1340
165 | Kventer Lane 11KV | S.P. Marg. |  |  | 0 | All ready Feeded
|  | Local Tr. No.1 | 150 | 1981 | 12 | PILCA
|  | Local Tr. No.1I | 150 | 1993 | 12 | XLPE
|  | Fire Brigade | 300 | 1970 | 795 | PILCA
|  | Bapu Dham |  |  | 0 | All ready Feeded
|  | Dalhausie Road |  |  | 0 | All ready Feeded
|  | Mizorum House | 400 | 2013 | 791 | XLPE
|  | Swimming Pool | 300 | 1982 | 2387 | PILCA
3997
166 | Kidwai Nagar (E) No.-I | U.S.S | 400 | 2010 | 362 | XLPE
|  | Local Tr. No.1 | 120 | 2000 | 30 | XLPE
|  | Local Tr. No.2 | 120 | 2000 | 35 | XLPE
|  | Safdarjung Flyover | 300 | 2003 | 346 | XLPE
|  | AIIMS |  |  | 773
167 | Kidwai Nagar (E) No-1I | Laxmi Bai Nagar-II | 300 | 2007 | 1006 | XLPE
|  | Local Tr. No.1 | 150 | 2000 | 30 | XLPE
|  | Local Tr. No.2 | 150 | 2000 | 30 | XLPE
|  | Unitized S/S | 400 | 2011 | 1003 | XLPE
|  | A.I.I.M.S. |  |  | 0 | All ready Feeded
2069
168 | Kidwai Ngr.(W) | Kidwai Ngr.(E) via S.J. Flyover | 300 | 2002 | 1092 | XLPE
|  | Safdarjung hosp C.P.W.D. | 300 | 2002 | 713 | XLPE
|  | Indira Niketen |  |  | 0 | All ready Feeded
|  | AIIMS |  |  | 0 | All ready Feeded
|  | Local Tr. No.-I | 150 | 1966 | 30 | PILCA
|  | Local Tr. No.-II | 150 | 1966 | 30 | PILCA
|  | Jor Bagh Pump House |  |  | 0 | All ready Feeded
|  | Capacitor Bank. | 300 | 1991 | 84 | XLPE
|  | Safdarjung Hos. Com. |  |  | 0 | All ready Feeded
|  | C-Block S.N. | 300 | 1982 | 1540 | PILCA
|  | Teaching Block | 300 | 2000 | 1125 | XLPE
|  | P.C. Block | 300 | 2000 | 1139 | XLPE
|  | Safdarjung Hosp. Staff Qtr. | 70 | 1992 | 295 | XLPE
|  | USS Pillanji Village | 300 | 1986 | 2129 | PILCA
|  | Cancer Block. | 240 | 1993 | 1417 | XLPE
|  | Safdarjung Fly over | 300 | 2003 | 342 | XLPE
|  | I-Block | 240 | 1995 | 2079 | XLPE
12015
169 | K Block | I-Block |  |  | 0 | All ready Feeded
|  | Local Tr. No.1 | 150 | 2003 | 12 | XLPE
|  | Local Tr. No.II | 150 | 2003 | 12 | XLPE
|  | H-Block |  |  | 0 | All ready Feeded
|  | BSNL Unitized S/S | 150 | 2010 | 597 | XLPE
621
170 | Koriea Emb. | Italy Emb. |  |  | 0 | All ready Feeded
|  | Local Tr. No.1 | 150 | 1975 | 10 | PILCA
|  | Local Tr. No.1I | 150 | 1975 | 10 | PILCA
|  | Bulgaria Emb. | 70 | 1979 | 505 | PILCA
525
171 | Karnataka Bhawan | Ashoka Hotel |  |  | 0 | All ready Feeded
|  | Local Tr. | 70 | 1988 | 10 | PILCA
|  | Chhatishgarh Bhawan | 150 | 1984 | 250 | PILCA
|  | U.P Bhawan | 150 | 1984 | 200 | PILCA
460
172 | Laxmi Bai Nagar-II | Local Tr. No..I | 150 | 2010 | 14 | XLPE
|  | Local Tr. No..II | 150 | 2010 | 23 | XLPE
|  | Local Tr No..III | 150 | 2010 | 23 | XLPE
|  | Kidwai Nagar East No.2 |  |  | 0 | All ready Feeded
|  | C- Block |  |  | 0 | All ready Feeded
|  | Laxmi Bai Ngr-I |  |  | 0 | All ready Feeded
60
173 | Laxmi Bai Nagar-I | Food & Craft Bazaar |  |  | 0 | All ready Feeded
|  | Safdarjung Staff Quarter |  |  | 0 | All ready Feeded
|  | Local Tr. No..I | 150 | 2010 | 14 | XLPE
|  | Local Tr. No..II | 150 | 2010 | 25 | XLPE
|  | Laxmi Bai Nagar II | 300 | 2011 | 895 | XLPE
|  | Indira Niketen | 300 | 1992 | 800 | XLPE
1734
174 | Laundry Block | Local Tr No..I | 150 | 2010 | 21 | XLPE
|  | Local Tr. No..II | 150 | 1965 | 15 | PILCA
|  | Local Tr. No..III | 150 | 1965 | 15 | PILCA
|  | Teaching Block |  |  | 0 | All ready Feeded
|  | Ansari Nagar E |  |  | 0 | All ready Feeded
51
175 | M.E.S. | Bapu Dham |  |  | 0 | All ready Feeded
|  | Local Tr No..I | 150 | 2010 | 12 | XLPE
|  | Local Tr No..II | 150 | 2010 | 13 | XLPE
|  | ABH MES | 150 | 2007 | 203 | XLPE
|  | I.B. Complex | 300 | 1983 | 1860 | PILCA
2088
176 | M.E.A Flats | Bapu Dham |  |  | 0 | All ready Feeded
|  | Local Tr No..I | 150 | 2009 | 22 | XLPE
|  | Local Tr No..II | 150 | 2009 | 25 | XLPE
|  | Singapore Emb. | 300 | 2009 | 438 | XLPE
|  | Local Transformer | 150 | 2009 | 47 | XLPE
532
177 | Manipur G. House | Tamilnadu Guest House |  |  | 0 | All ready Feeded
|  | Local Tr No.I | 150 | 2007 | 15 | XLPE
|  | Local Tr No.II | 150 | 2007 | 15 | XLPE
|  | Rajasthan G. House | 400 | 2005 | 248 | XLPE
278
178 | Mauritius Emb. | Chanakya Puri. |  |  | 0 | All ready Feeded
|  | UAE EMB. |  |  | 0 | All ready Feeded
|  | Tr. No 1 | 70 | 2000 | 11 | XLPE
|  | Tr. No 2 | 70 | 2000 | 12 | XLPE
23
179 | Moti Bagh (W) | Rly. Sect. Board. | 150 | 1991 | 752 | XLPE
Railway Comp. Centre
|  | C-II Moti Bagh | 300 | 1992 | 908.9 | XLPE
|  | Lilo toUSS CNG |  |  | 0 | All ready Feeded
|  | Turkish Emb. | 400 | 2011 | 1250 | XLPE
|  | Local Tr. No.-I | 150 | 2009 | 45 | XLPE
|  | Local Tr. No.-II | 150 | 1980 | 20 | PILCA
2223.9
180 | M.P Bhawan | Local Tr. No.-I | 150 | 1988 | 12 | PILCA
|  | Uttranchal Bhawan | 300 |  | 0 | All ready Feeded
|  | J&K House | 300 |  | 0 | All ready Feeded
12
181 | Maitreyi College | Uzbekistan Embassy | 150 | 1989 | 303 | PILCA
|  | Local Tr. No.-I | 150 | 1986 | 15 | PILCA
|  | Local Tr. No.-II | 150 | 1986 | 15 | PILCA
|  | Chanakya Puri |  |  | 0 | All ready Feeded
333
182 | National MedicaL Library | Local Tr. No.-I | 70 | 1976 | 12 | PILCA
|  | Local Tr. No.-II | 70 | 1976 | 12 | PILCA
|  | Teaching Block |  |  | 0 | All ready Feeded
|  | AIIMS |  |  | 0 | All ready Feeded
24
183 | Nehru Park | Czech Emb. | 70 | 1972 | 600 | PILCA
|  | Egyptian Emb.BBd. | 150 | 1986 | 173 | PILCA
|  | Chanakya Puri. | 300 | 1997 | 1861 | XLPE
|  | Police Emb. | 150 | 1978 | 600 | PILCA
|  | Malaysia Emb. | 70 | 1972 | 470 | PILCA
|  | Japan Emb. | 300 | 1971 | 408 | PILCA
|  | Local Tr. No.-I | 150 | 2010 | 12 | XLPE
|  | Local Tr. No.-II | 150 | 2010 | 35 | XLPE
|  | D-I Vinay Marg | .25” | 1971 | 440 | PILCA
|  | Samrat Hotel | 300 | 1982 | 2300 | PILCA
|  | Guest House Ch. Puri | 240 | 1997 | 677 | XLPE
|  | American Emb. | 400 | 1989 | 2000 | PILCA
|  | Neval Qutr. | 240 | 2004 | 800 | XLPE
|  | Maurya Hotel | 300 | 1979 | 2990 | PILCA
|  | Akbar Bhawan | 300 | 1972 | 363 | PILCA
|  | Ashoka-I | 300 | 1972 | 1945 | PILCA
|  | Canada Emb. | 150 | 1976 | 1031 | PILCA
|  | Egyptian Emb.C-Bd. | 300 | 1972 | 275 | PILCA
|  | Afghanistan Emb. | 300 | 1971 | 619 | PILCA
|  | C-II Moti Bagh | 400 | 2012 | 2391 | XLPE
|  |  | 300 | 1972 | 1890 | PILCA
|  | Ashoka-II | .25” | 1972 | 1950 | PILCA
|  | Belgium Emb. | 300 | 1982 | 954 | PILCA
|  | S.P. Marg | 300 | 1987 | 2854 | PILCA
|  | Booster Pump | 300 | 1986 | 2014 | PILCA
|  | H. Block. S. Ngr. | 240 | 1988 | 1614 | PILCA
|  | Bapu Dham Crompton.’BD’ |  |  | 0 | All ready Feeded
|  | Rly. Com. Centre | 300 | 1986 | 818 | PILCA
32084
184 | Netaji Nagar old block | DTC Depot S.N. | .06” | 1966 | 466 | PILCA
|  | Local Tr. No.-I | 70 | 1986 | 12 | PILCA
|  | Local Tr. No.-II | 70 | 1986 | 12 | PILCA
|  | Ware House | 0.1 Sq Inch | 1956 | 700 | PILCA
1190
185 | Netaji Nagar A-Block | Local Tr. No.-I | 70 | 1985 | 20 | PILCA
|  | Palika Bhawan |  |  | 0 | All ready Feeded
|  | I.Block |  |  | 0 | All ready Feeded
|  | Local Tr. No.-II | 70 | 1985 | 20 | PILCA
40
186 | 33KV Netaji Nagar | S/S NO. 4 New Moti Bagh |  | 2012 | 782 | XLPE
|  | S/S NO. 10 New Moti Bagh |  | 2012 | 1027 | XLPE
|  | S/S NO. 5 New Moti Bagh |  | 2012 | 508 | XLPE
|  | S/S NO. 5 New Moti Bagh |  | 2012 | 510 | XLPE
USS Delhi Public Libruary
|  | 2 Cross Road |  |  | 0 | All ready Feeded
|  | S/S NO. 11 New Moti Bagh | 400 | 2012 | 565 | XLPE
|  | S/S NO. 10 New Moti Bagh |  | 2012 | 1020 | XLPE
4412
187 | NEW PRIVATE WARD | AIIMS |  |  | 0 | All ready Feeded
|  | Dental Collage | 300 | 2011 | 680 | XLPE
|  | Local Tr No 1 | 150 | 2011 | 17 | XLPE
|  | Local Tr No 2 | 150 | 2011 | 20 | XLPE
|  | Convegent center AIIMS |  |  | 0 | All ready Feeded
|  | Local Tr No 3 | 150 | 2011 | 22 | XLPE
|  | Trauma Centre | 400 | 2014 | 1960 | XLPE
2699
188 | New Malcha Marg | S.P. Marg |  |  | 0 | All ready Feeded
|  | Fire Brigade | 300 | 1975 | 500 | PILCA
|  | Chattisgarh Bh. | 150 | 1981 | 393 | PILCA
|  | France Embassy | 150 | 1977 | 817 | PILCA
|  | Sikkim House | 150 | 1986 | 337 | PILCA
|  | Local Tr. No.-I | 150 | 2010 | 15 | XLPE
|  | Local Tr. No.-II | 150 | 2010 | 22 | XLPE
2084
189 | Newal Quarter | Nehru Park |  |  | 0 | All ready Feeded
|  | Local Tr. No.-I | 150 | 1996 | 15 | XLPE
|  | Local Tr. No.-II | 150 | 1996 | 15 | XLPE
|  | D-2 Pump House | 300 | 1982 | 430 | PILCA
460
190 | Norway Emb. | Local Tr. No.-I | 150 | 2001 | 12 | XLPE
|  | U.K. High Com. | 150 | 2001 | 755 | XLPE
767
191 | Nigeria Emb. | Local Tr. No.-I | 70 | 1986 | 16 | PILCA
|  | Local Tr. No.-II | 70 | 1986 | 15 | PILCA
|  | Chanakya Puri |  |  | 0 | All ready Feeded
31
192 | Nauroji Nagar | D.G. Block | 150 | 1997 | 319 | XLPE
|  | Local Tr. No.-I | 150 | 2010 | 13 | XLPE
|  | Local Tr. No.-II | 150 | 2010 | 19 | XLPE
|  | I- Block |  |  | 0 | All ready Feeded
351
193 | New Moti Bagh S/S No 2 | New Moti Bagh S/Sno.5 | 400 | 2014 | 256 | XLPE
|  | New Moti Bagh S/Sno.1 | 400 | 2014 | 393 | XLPE
|  | New Moti Bagh S/Sno.3 | 400 | 2014 | 228 | XLPE
|  | Local Tr. No.-I | 150 | 2014 | 18 | XLPE
|  | Local Tr. No.-II | 150 | 2014 | 18 | XLPE
913
194 | New Moti Bagh S/S No 5 | New Moti Bagh S/Sno.6 | 400 | 2014 | 362 | XLPE
|  | New Moti Bagh S/Sno.10 | 400 | 2014 | 610 | XLPE
|  | New Moti Bagh S/Sno.10 | 400 | 2014 | 619 | XLPE
|  | New Moti Bagh S/Sno.11 | 400 | 2014 | 862 | XLPE
|  | New Moti Bagh S/Sno3 |  |  | 0 | All ready Feeded
|  | Local Tr. No.-I | 150 | 2014 | 17 | XLPE
|  | Local Tr. No.-II | 150 | 2014 | 17 | XLPE
2487
195 | New Moti Bagh S/S No 3 | New Moti Bagh S/Sno.5 | 400 | 2014 | 379 | XLPE
|  | Local Tr. No.-I | 150 | 2014 | 30 | XLPE
|  | Local Tr. No.-II | 150 | 2014 | 18 | XLPE
427
196 | New Moti Bagh S/S No 4 | New Moti Bagh S/Sno.10 | 400 | 2014 | 800 | XLPE
|  | Local Tr. No.-I | 150 | 2014 | 19 | XLPE
|  | Local Tr. No.-II | 150 | 2014 | 18 | XLPE
837
197 | New Moti Bagh S/S No 10 | New Moti Bagh S/Sno.8 | 400 | 2014 | 380 | XLPE
|  | Local Tr. No.-I | 150 | 2014 | 20 | XLPE
|  | Local Tr. No.-II | 150 | 2014 | 20 | XLPE
420
198 | New Moti Bagh S/S No 7 | New Moti Bagh S/Sno.9 | 400 | 2014 | 384 | XLPE
|  | New Moti Bagh S/Sno.8 | 400 | 2014 | 330 | XLPE
|  | New Moti Bagh S/Sno.6 | 400 | 2014 | 300 | XLPE
|  | Local Tr. No.-I | 150 | 2014 | 22 | XLPE
|  | Local Tr. No.-II | 150 | 2014 | 22 | XLPE
|  | Pump House Netaji Nager | 400 | 2014 | 1756 | XLPE
|  | Guest House Ch.puri | 400 | 2009 | 1716 | XLPE
4530
199 | New Moti Bagh S/S No 6 | New Moti Bagh S/Sno.5 |  |  | 0 | All ready Feeded
|  | New Moti Bagh S/Sno.7 |  |  | 0 | All ready Feeded
|  | Local Tr. No.-I | 150 | 2014 | 19 | XLPE
|  | Local Tr. No.-II | 150 | 2014 | 19 | XLPE
38
200 | New Moti Bagh S/S No 1 | New Moti Bagh S/Sno.4 | 400 | 2014 | 258 | XLPE
|  | New Moti Bagh S/Sno.9 |  |  | 0 | All ready Feeded
|  | Local Tr. No.-I | 150 | 2014 | 26 | XLPE
|  | Local Tr. No.-II | 150 | 2014 | 28 | XLPE
312
201 | New Moti Bagh S/S No 8 | New Moti Bagh S/Sno.7 |  |  | 0 | All ready Feeded
|  | New Moti Bagh S/Sno.10 |  |  | 0 | All ready Feeded
|  | Local Tr. No.-I | 150 | 2014 | 24 | XLPE
|  | Local Tr. No.-II | 150 | 2014 | 28 | XLPE
52
201 | New Moti Bagh S/S No 9 | New Moti Bagh S/Sno.1 |  |  | 0 | All ready Feeded
|  | New Moti Bagh S/Sno.7 |  |  | 0 | All ready Feeded
|  | Local Tr. No.-I | 150 | 2014 | 29 | XLPE
|  | Local Tr. No.-II | 150 | 2014 | 27 | XLPE
56
203 | New Moti Bagh S/S No 11 | Netaji Nager 33/11 KV |  |  | 0 | All ready Feeded
|  | New Moti Bagh S/Sno.5 |  |  | 0 | All ready Feeded
|  | Local Tr. No.-I | 150 | 2014 | 25 | XLPE
|  | Local Tr. No.-II | 150 | 2014 | 35 | XLPE
60
204 | Orissa Bhawan | Gujrat Bhawan | 300 | 1990 | 790 | XLPE
|  | Local Tr. No.-I | 150 | 1990 | 12 | XLPE
|  | Local Tr. No.-II | 150 | 1990 | 10 | XLPE
|  | Mizoram House | 400 | 2013 | 1128 | XLPE
Bardolai Marg
1940
205 | 2,3 Punchsheel Marg . | Sikkim House | 150 | 1988 | 512 | PILCA
|  | S.P. Marg |  |  | 0 | All ready Feeded
|  | Local Tr. No.-I | 150 | 1982 | 15 | PILCA
|  | Local Tr. No.-II | 150 | 1982 | 12 | PILCA
|  | Bapu Dham |  |  | 0 | All ready Feeded
|  | M.E.S. | 300 | 1982 | 1669 | PILCA
2208
206 | Palika Bhawan | W.T.I Netaji Nagar. | 300 | 1998 | 552 | PILCA
|  | Chanakya Puri guest House |  |  | 0 | All ready Feeded
|  | Local Tr. No.-I | 150 | 1984 | 15 | PILCA
|  | Local Tr. No.-II | 150 | 1984 | 12 | PILCA
|  | Netaji Ngr.A Block | 300 | 1998 | 398 | XLPE
|  | R.K Puram No.1 | 300 | 1968 | 1233 | PILCA
2210
207 | Pump House Netaji Nagar | Trauma Centre |  |  | 0 | All ready Feeded
|  | Local Tr. | 150 | 2014 | 17 | XLPE
|  | Local Tr. | 150 | 2014 | 19 | XLPE
|  | S/S No 7 New Moti Bagh |  |  | 0 | All ready Feeded
36
208 | P.C. Block | AIIMS
Kidwai Nagar West
|  | Local Tr. No.-I | 150 | 1983 | 15 | PILCA
|  | Local Tr. No.-II | 150 | 1983 | 10 | PILCA
|  | Local Tr. No.-III | 150 | 1983 | 15 | PILCA
40
209 | Pillanji Village | Local Tr. No.-I | 150 | 2005 | 14 | XLPE
|  | Local Tr. No.-II | 150 | 2005 | 14 | XLPE
|  | Indra Niketen |  |  | 0 | All ready Feeded
|  | C- Block |  |  | 0 | All ready Feeded
28
210 | Polish Embassy | Egypt Embassy |  |  | 0 | All ready Feeded
|  | Nehru Park |  |  | 0 | All ready Feeded
|  | Local Tr. No.-I | 70 | 1977 | 15 | PILCA
|  | Local Tr. No.-II | 70 | 1977 | 17 | PILCA
32
211 | Qatar Emb. | Chanakya Puri |  |  | 0 | All ready Feeded
|  | U.A.E. Emb. |  |  | 0 | All ready Feeded
0
212 | R.P. Centre | Local Tr. No.-I | 150 | 1995 | 12 | XLPE
|  | Local Tr. No.-II | 150 | 1995 | 15 | XLPE
|  | Local Tr. No.-III | 150 | 1995 | 15 | XLPE
|  | AIIMS |  |  | 0 | All ready Feeded
|  | Cancer Block | 300 | 1985 | 365 | PILCA
407
213 | Railway Secretary Bd. | Moti Bagh | 150 | 2006-07 | 1030 | XLPE
|  | C-II Moti Bagh |  |  | 0 | All ready Feeded
|  | Shastri Nikatan | 150 | 2006 | 1030 | XLPE
|  | Local Tr. No.-I | 150 | 1995 | 15 | XLPE
|  | Local Tr. No.-II | 150 | 1995 | 15 | XLPE
|  | Moti Bagh (West) |  |  | 0 | All ready Feeded
|  | Rail Museum | 150 | 2008 | 105 | XLPE
2195
214 | Rajasthan G. House | Chanakya Puri Guest House |  |  | 0 | All ready Feeded
215 | Ravi shankar Institute | Chanakya Puri |  |  | 0 | All ready Feeded
|  | Ravi shanker Inst. Tr | 150 | 2003 | 65 | XLPE
|  | CPWD Bapu Dham |  |  | 0 | All ready Feeded
65
216 | R.K. Puram No. I | Palika Bhawan. |  |  | 0 | All ready Feeded
|  | Local Tr. No.-I | 70 | 2002 | 15 | XLPE
|  | Local Tr. No.-II | 70 | 2002 | 18 | XLPE
|  | R.K. Puram No II | 0.25 | 1968 | 500 | PILCA
533
217 | R. K. Puram No. II | R. K. Puram No. I |  |  | 0 | All ready Feeded
|  | Aradhna Building | 300 | 1986 | 950 | PILCA
|  | Local Tr. No.-I | 150 | 2004 | 12 | XLPE
|  | Local Tr. No.-II | 150 | 2004 | 15 | XLPE
977
218 | Rly. Colony | S. P. Marg |  |  | 0 | All ready Feeded
|  | Raily coloney HT | 70 | 1988 | 65 | PILCA
|  | American School. | 150 | 1988 | 475 | PILCA
540
219 | Rly. Computer Centre | Egypt Emb. | 300 | 1956 | 500 | PILCA
|  | Bhutan Emb. | 150 | 1986 | 360 | PILCA
|  | Kuwait Emb. | 120 | 1986 | 689 | PILCA
|  | Philippine emb. | 150 | 1986 | 364 | PILCA
|  | Nehru Park |  |  | 0 | All ready Feeded
|  | Local Tr. No.-I | 150 | 1988 | 15 | PILCA
|  | Local Tr. No.-II | 150 | 1988 | 12 | PILCA
|  | Moti Bagh. | 150 | 1986 | 232 | PILCA
|  | Slova Emb | 150 | 2003 | 265 | XLPE
|  | Italy Embassy | 300 | 1986 | 362 | PILCA
|  | C-II Moti Bagh. | 300 | 1986 | 1169 | PILCA
|  | Bhutan Emb. | 70 | 1974 | 580 | PILCA
|  | Italy Emb. | 300 | 1989 | 191 | PILCA
|  | Rail Museum | 150 | 2008 | 789 | XLPE
5528
220 | S.J. Staff Qtrs-I | Laxmi Bai Ngr-I | 300 | 2003 | 593 | XLPE
|  | Kidwai Nagar (West) |  |  | 0 | All ready Feeded
|  | Local Tr. No.-I | 150 | 1993 | 12 | XLPE
|  | D.G. Block |  |  | 0 | All ready Feeded
|  | Local Tr. No.-II | 150 | 1993 | 12 | XLPE
|  | Food & Craft Bazar | 150 | 1992 | 662 | XLPE
1279
221 | S.J. Staff Qtrs-II | Factory Road | 150 | 1996 | 563 | XLPE
|  | Local Tr. No.-I | 150 | 1995 | 12 | XLPE
|  | Local Tr. No.-II | 150 | 1995 | 14 | XLPE
|  | USS No.1 XY Block | 400 | 2012 | 880 | XLPE
|  | Lilo to Doctor Hostel | 400 | 2012 | 880 | XLPE
|  | S.J. Staff Qtrs- No I | 400 | 2012 | 680 | XLPE
|  | S.J.Hospital Complex | 240 | 2010 | 1180 | XLPE
|  | Trauma Centre |  |  | 0 | All ready Feeded
4209
222 | S.J.H. Complex | Factory Road | 150 | 1996 | 525 | XLPE
|  | Trauma Centre |  |  | 0 | All ready Feeded
|  | AIIMS |  |  | 0 | All ready Feeded
Kidwai Nagar (West)
|  | Sport Injury Centre | 400 | 2011 | 479 | XLPE
|  | Ansari Ngr.(W) | 70 | 1960 | 867 | PILCA
|  | S.J. Staff Qtrs- No 2 |  |  | 0 | All ready Feeded
|  | C.P.W.D S.J Hospital | 300 | 2002 | 720 | XLPE
2591
223 | S.P. Marg | Diplomatic Enclave | 150 | 2006 | 850 | XLPE
|  | Kventer Lane | 300 | 1970 | 906 | PILCA
|  | Dalhausie Road |  |  | 0 | All ready Feeded
|  | Himachal Sadan | 150 | 2000 | 770 | XLPE
|  | American School | 150 | 2010 | 876 | XLPE
|  | New Malcha Marg | .25” | 1956 | 350 | PILCA
|  | Rly. Colony | 150 | 1960 | 834 | PILCA
|  | Nehru Park |  |  | 0 | All ready Feeded
|  | Bapu Dham |  |  | 0 | All ready Feeded
|  | 2,3, Punch Sheel Marg | 150 | 1981 | 540 | PILCA
|  | Rly. Colony | 150 | 1988 | 660 | PILCA
|  | Local Tr. No.-I | 150 | 1985 | 25 | PILCA
|  | Local Tr. No.-II | 150 | 1985 | 25 | PILCA
|  | Local Tr. No.-III | 150 | 1985 | 25 | PILCA
|  | Delhi Earth Centre | 25 | 1975 | 1095 | PILCA
|  | U.A.E. Emb. | 300 | 1956 | 1060 | PILCA
|  | Delhi Earth Center. | 70 | 1992 | 110 | XLPE
|  | Budha Jyanti Park | 150 | 2009 | 3250 | XLPE
|  | C.P.W.D Pump House | 150 | 2009 | 2210 | XLPE
13586
224 | SafdarJung Flyover | Local Tr. No.-I | 150 | 2003 | 18 | XLPE
|  | Kidwai Nagar East No.I |  |  | 0 | All ready Feeded
|  | Kidwai Nagar West |  |  | 0 | All ready Feeded
|  | Local Tr. No.-II | 150 | 2003 | 18 | XLPE
36
225 | Sanskriti School | Veerawali Hospital | 150 | 2008 | 976 | XLPE
|  | AALCO Building | 70 | 2009 | 433 | XLPE
|  | Bapu Dham |  |  | 0 | All ready Feeded
|  | Ravi Shankar Institute |  |  | 0 | All ready Feeded
|  | Rly. Officers Flat | 150 | 2004 | 270 | XLPE
|  | Greece Emb | 150 | 2000 | 337 | XLPE
2016
226 | Satya Sadan | Local Tr. No.-I | 150 | 2010 | 22 | XLPE
|  | Local Tr. No.-II | 150 | 2010 | 19 | XLPE
|  | CRSD Hanger | 150 | 2012 | 794 | XLPE
|  | D-I Vinay Marg. |  |  | 0 | All ready Feeded
835
227 | Shastri Niketan | C-II Moti Bagh |  |  | 0 | All ready Feeded
|  | Local Tr. No.-I | 150 | 2005 | 20 | XLPE
|  | Local Tr. No.-II | 150 | 2005 | 18 | XLPE
|  | Railway Sec. Board |  |  | 0 | All ready Feeded
|  | TPT Com. | 150 | 2014 | 786 | XLPE
824
228 | Slovak Emb. | Egypt Emb. |  |  | 0 | All ready Feeded
229 | Samrat Hotel | Vidyut Bhawan |  |  | 0 | All ready Feeded
|  | Tripura Bhawan |  | 2013 | 377 | XLPE
|  | Nehru Park |  |  | 0 | All ready Feeded
|  | Local Tr. No.-I | 150 | 1982 | 30 | PILCA
407
230 | Singapore Embassy | Local Tr. No.-I | 70 | 2007 | 44 | XLPE
|  | Belgium Emb. |  |  | 0 | All ready Feeded
|  | Nigeria Emb. |  |  | 0 | All ready Feeded
|  | MEA | 300 | 2009 | 1446 | XLPE
|  | Local Tr. No.-II | 70 | 2007 | 56 | XLPE
1546
231 | Sikkim House | New Malcha Marg |  |  | 0 | All ready Feeded
|  | Local Tr. No.-I | 150 | 1977 | 18 | PILCA
|  | Local Tr. No.-II | 150 | 1977 | 18 | PILCA
|  | Himachal Sadan |  |  | 0 | All ready Feeded
36
232 | Tamil Nadu G. House | Guest House Chanakya Puri |  |  | 0 | All ready Feeded
|  | D-I Vinay Marg. | 400 | 2004 | 344 | XLPE
|  | Manipur G. House | 400 | 2005 | 165 | XLPE
|  | Haryana State Guest House | 300 | 2009 | 425 | XLPE
934
233 | Teaching Block | Bio Tech. | 150 | 1994 | 397 | XLPE
|  | National Medical Library | 150 | 1998 | 750 | XLPE
|  | Ward Block | 0.25 | 1960 | 250 | PILCA
|  | Laundry Block | 300 | 1984 | 100 | PILCA
|  | Local Tr. No.-I | 150 | 2010 | 29 | XLPE
|  | Local Tr. No.-II | 150 | 1997 | 27 | XLPE
|  | Local Tr. No.-III | 150 | 1982 | 22 | PILCA
|  | Kidwai Nagar (West) |  |  | 0 | All ready Feeded
|  | A.I.I.M.S. |  |  | 0 | All ready Feeded
|  | Animal House | 0.25 | 1960 | 280 | PILCA
1855
234 | Trauma Centre | Vardhman Mahavir Medical College | 300 | 2007 | 983 | XLPE
|  | S J Hostel Complex | 300 | 2010 | 867 | XLPE
|  | Multi level car parking | 300 | 2011 | 1850 | XLPE
|  | S.J Staff Qtr No. 2 | 400 | 2011 | 1150 | XLPE
|  | Sport Injury Centre | 400 | 2010 | 204 | XLPE
|  | Hotel Leela | 400 | 2010 | 3144 | XLPE
|  | Vardhman Mahavir Medical College | 300 | 2007 | 983 | XLPE
|  | New Private Ward AIIMS |  |  | 0 | All ready Feeded
|  | Pump House Netaji Nager | 400 | 2014 | 1230 | XLPE
|  | Factory Road | 400 | 2012 | 735 | XLPE
11146
235 | Turkish Emb. | C-II Moti Bagh
|  | Lilo C-II Moti Bagh | 150 | 2010 | 300 | XLPE
|  | Italy Emb. |  |  | 0 | All ready Feeded
|  | Local Tr. No.-I | 150 | 1982 | 10 | PILCA
|  | Local Tr. No.-II | 150 | 1982 | 12 | PILCA
322
236 | Tamilnadu Bhawan | Local Tr. | 70 | 1976 | 10 | PILCA
|  | Bardolai Marg |  |  | 0 | All ready Feeded
10
237 | Telephone Exchange | Hungry Emb. |  |  | 0 | All ready Feeded
|  | D-I Vinay Marg |  |  | 0 | All ready Feeded
0
238 | U.A.E Emb. | Mauritius Emb. | 70 | 2000 | 813 | XLPE
|  | Qatar Emb. | 150 | 1998 | 536 | XLPE
|  | Bapu Dham |  |  | 0 | All ready Feeded
|  | Switzerland Emb. | 150 | 1961 | 252 | PILCA
|  | Local Tr. No.I | 150 | 1988 | 12 | PILCA
|  | Local Tr. No.II | 150 | 1988 | 15 | PILCA
|  | Afganistan Emb. | .06” | 1959 | 280 | PILCA
|  | Burma Emb. | 70 | 1969 | 310 | PILCA
2218
239 | U.K.High Commission | Norway Emb. | 150 | 2001 | 755 | XLPE
|  | Ashoka Hotel |  |  | 0 | All ready Feeded
|  | Race Course |  |  | 0 | All ready Feeded
|  | Local Tr. No.I | 150 | 1987 | 12 | PILCA
|  | Local Tr. No.II | 150 | 1987 | 15 | PILCA
|  | Australia Emb. | 0.25 | 1957 | 134 | PILCA
916
240 | U. P. Bhawan | Local Tr. No.I | 150 | 1982 | 12 | PILCA
|  | Local Tr. No.II | 150 | 1982 | 15 | PILCA
|  | Karnataka Bhawan |  |  | 0 | All ready Feeded
|  | Assam Bhawan |  |  | 0 | All ready Feeded
27
241 | USS KIDWAI NAGER (E) | AIIMS |  |  | 0 | All ready Feeded
|  | Transformer | 150 | 2010 | 7
|  | Kidwai Nagar (E) No 2 |  |  | 0 | All ready Feeded
7
242 | USS MINI MARKET LAXMI BAI NAGER | Indira Niketen |  |  | 0 | All ready Feeded
|  | Transformer | 150 | 2012 | 8
|  | Pillanji Village. |  |  | 0 | All ready Feeded
8
243 | USS PILLANJI VILLAGE | kidwai nager(W) |  |  | 0 | All ready Feeded
|  | Transformer | 150 | 2012 | 7
|  | Booster pump Sarojini nager |  |  | 0 | All ready Feeded
7
244 | USS XY BLOCK SAROJINI NAGER | S.J. Staff Qtrs- No 2 |  |  | 0 | All ready Feeded
|  | Transformer | 150 | 2012 | 9
|  | YZ Block Sarojini Nager |  |  | 0 | All ready Feeded
9
245 | YZ BLOCK SAROJINI NAGER | 2Cross Road |  |  | 0 | All ready Feeded
|  | Transformer | 150 | 2012 | 8
|  | uss xy Block Sarojini Nager |  |  | 0 | All ready Feeded
8
246 | DELHI PUBLIC LIBRURAY SAROJINI NAGER | S.J Staff Qtr No. 2 |  |  | 0 | All ready Feeded
|  | Transformer | 150 | 2012 | 9
|  | 2Cross Road |  |  | 0 | All ready Feeded
9
247 | SHAHEED SABHRAWAL MARG | Netaji Nager old |  |  | 0 | All ready Feeded
|  | Transformer | 150 | 2012 | 7
|  | I Block |  |  | 0 | All ready Feeded
7
248 | MADRASI CAMP MOTI BAGH | C-II moti Bagh |  |  | 0 | All ready Feeded
|  | Transformer | 150 | 2012 | 8
|  | North West Moti Bagh |  |  | 0 | All ready Feeded
8
249 | MOTI BAGH BARAT GHAR | Moti Bagh (West) |  |  | 0 | All ready Feeded
|  | Transformer | 150 | 2012 | 9
|  | USS CNg Station Moti Bagh |  |  | 0 | All ready Feeded
9
250 | CNG STATION MOTI BAGH | Trkey Emb. |  |  | 0 | All ready Feeded
|  | Transformer | 150 | 2012 | 7
|  | Moti Bagh Barat Ghar |  |  | 0 | All ready Feeded
7
251 | U.P. Sadan | Local Tr. No.I | 150 | 1999 | 12 | XLPE
|  | Local Tr. No.II | 150 | 1999 | 15 | XLPE
|  | Afro Asian | 240 | 1997 | 263 | XLPE
|  | Andaman Nikobar. |  |  | 0 | All ready Feeded
290
252 | Uttarakhand Bhawan | Local Tr. | 70 | 1976 | 17 | PILCA
|  | Bardolai Marg |  |  | 0 | All ready Feeded
17
253 | Uzbekistan Emb. | Switching Station Chanakya Puri |  |  | 0 | All ready Feeded
|  | Local Tr. No.I | 150 | 1999 | 15 | XLPE
|  | Local Tr. No.II | 150 | 1999 | 13 | XLPE
|  | Maitreyi College |  |  | 0 | All ready Feeded
28
254 | U.S.S.R. Trade Bldg. | Local Tr. No.I | 150 | 1989 | 12 | PILCA
|  | Local Tr. No.II | 150 | 1989 | 13 | PILCA
|  | Local Tr. No.III | 150 | 1989 | 15 | PILCA
|  | Local Tr. No.IV | 150 | 1989 | 14 | PILCA
|  | Local Tr. No.V | 150 | 1989 | 12 | PILCA
|  | Chanakya Puri Switch. Station |  |  | 0 | All ready Feeded
|  | Bapu Dham New Building |  |  | 0 | All ready Feeded
66
255 | U.T. Guest House Chanakya Puri | State G. H. Chanakya Puri |  |  | 0 | All ready Feeded
256 | Vishva Yuva Kendra | Local Tr. | 150 | 1977 | 20 | PILCA
|  | Circular Road |  |  | 0 | All ready Feeded
|  | Indonesia Emb | 150 | 1997 | 510 | XLPE
530
257 | Ward Block | Cancer Block |  |  | 0 | All ready Feeded
|  | Local Tr. No.I | 150 | 1988 | 18 | PILCA
|  | Local Tr. No.II | 150 | 1988 | 19 | PILCA
|  | Teaching Block |  |  | 0 | All ready Feeded
37
258 | Ware House | C-II Moti Bagh |  |  | 0 | All ready Feeded
|  | Local Tr. | 150 | 1983 | 10 | PILCA
|  | Netaji nagar Old | .10” | 1956 | 700 | PILCA
710
259 | W.T.I. | Local Tr. No.I | 150 | 1996 | 10 | XLPE
|  | Local Tr. No.II | 150 | 1996 | 12 | XLPE
|  | Palika Bhawan. |  |  | 0 | All ready Feeded
|  | A. R. D. Complex |  |  | 0 | All ready Feeded
22

## 11 KV Cables MS-II
11 KV Feeder Assets of HT Cable in M/S-II Sub-Division , As on 31.3.2007.
S. No | Name of Feeder from S/S to S/S |  | Cable Size in mm. Sq | Year of laying | Length in meters
| FROM | TO
1 | A.I.I.M.S. | C.N. Center. | 300 | 2004 | 689
2 | A.I.I.M.S. | I.R.C.H. | 300 | 2005 | 815
3 | A.I.I.M.S. | Link House Kidwai Ngr. | 300 | 1975 | 1805
4 | A.I.I.M.S. | Safdarjung Hos. Complex | 300 | 1992 | 735
8 | A.I.I.M.S. | Safdarjung Hospital | 300 | 1981 | 1290
6 | A.I.I.M.S. | Safdarjung Switching Station. | 300 | 2002 | 1411
| A.I.I.M.S. HEL Board | SSG Inter Connector. | 400 | 1999 | 21
5 | A.I.I.M.S. | Kidwai Nagar (W) | 300 | 1981 | 1475
22 | A.I.I.M.S. | Arvindo Marg via Kidwai Nagar E. No. 2 | 0.25 | 1956 | 1700
7 | A.I.I.M.S. | R.P. Center | 300 | 1976 | 660
9 | A.I.I.M.S. | Cancer Block | 300 | 1982 | 500
10 | A.I.I.M.S. | Bio Tech. | 150 | 1994 | 343
11 | A.I.I.M.S. | National Medical Library | 150 | 1998 | 190
12 | A.I.I.M.S. | Ansari Nagar (E). | 300 | 2000 | 1093
13 | A.I.I.M.S. | Local Tr. No.-I | 150 | 1975 | 30
14 | A.I.I.M.S. | Local Tr. No.-II | 150 | 1975 | 30
| AIIMS Local Tr. No.-I | L.T. Main No.-I | 500 | 1975 | 70
| AIIMS Local Tr. No.-II | L.T. Main No.-II | 500 | 1975 | 70
14 | Afganistan Emb. | Italian Emb. | .25” | 1957 | 432
15 | Afganistan Emb. | Trade Mission-I | 70 | 1970 | 300
16 | Afganistan Emb. | U.S.S.R.Emb. | .06” | 1965 | 122
17 | Afganistan Emb. | U.S.S.R.Emb | 70 | 1970 | 300
18 | Afganistan Emb. | Russian Councler Office | 70 | 1970 | 250
19 | Afganistan Emb. | Sweden Emb. | .0225” | 1963 | 207
20 | Afghanistan Emb. Panel | Local Transformer | 150 | 2004 | 25
348 | Afganistan Emb. | Local Tr. No.-I | 150 | 2003 | 50
349 | Afganistan Emb. | Local Tr. No.-II | 150 | 2003 | 50
345 | Akbar Bhawan | Local Tr. No.-I | 150 |  | 50
|  | Local Tr. No.-II | 150 |  | 50
|  | Local Tr. No.-II | 150 |  | 50
| Akbar Local Tr. No.-I | L.T. Main No.-I
| Akbar Local Tr. No.-II | L.T. Main No.-II
| Akbar Local Tr. No.-II | L.T. Main No.-III
21 | AFRO Asian | U.P. Sadan | 240 | 1997 | 263
347 | Afro Asean Panel | Local Tr. No.-I | 150 | 1999 | 50
|  | Local Tr. No.-II | 150 | 1999 | 50
23 | American Emb. | Rose Belt House | 120 | 1960 | 450
24 | Ansari Nagar(E) | A.I.I.M.S | 300 | 1973 | 886
25 | Ansari Ngr.(E) | Loundry Block | .25” | 1960 | 600
273 | Ansari Nagar (E) 4Joints | Ansari Nagar (W). | 300 | 2003 | 604
350 | Ansari Nagar (E) | Local Tr. No.-I | 150 | 2003 | 25
| Ansari Nagar (E) Panel | Local Tr. No.-II | 150 | 2003 | 25
| Ansari Nagar (E) Local Tr. No.-I | L.T. Main No.-I
| Ansari Nagar (E) Local Tr. No.-II | L.T. Main No.-II
351 | Ansari Nagar (W) Panel | Local Tr. No.-I | 150 | 1991 | 25
| Ansari Nagar (W) Panel | Local Tr. No.-II | 150 | 1991 | 25
| Ansari Nagar (w) Local Tr. No.-I | L.T. Main No.-I
| Ansari Nagar (w) Local Tr. No.-II | L.T. Main No.-II
26 | Ansari Ngr.(W) | Ansari Ngr.(E) | .6” | 1960 | 533
27 | Aradhana build. | W.T.I. Netaji Ngr. | 300 | 1997 | 981
349 | Aradhna | Local Tr. No.-I | 150 | 1986 | 25
| Aradhna | Local Tr. No.-II | 150 | 1986 | 25
28 | Arunachal State Guest House | Haryana State Guest House | 300 XLPE | 2006 | 202
29 | Ashoka Hotel | Fire Brigade | .25” | 1966 | 855
33 | Ashoka Hotel | Fire Brigade | 0.25 | 1959 | 583
32 | Ashoka Hotel | Nehru Memorial | 70 | 1974 | 778
34 | Ashoka Hotel | U.K. High Com. | 0.25 | 1960 | 517
35 | Ashoka Hotel | Karnataka Bhawan | 70 | 1974 | 658
36 | Ashoka Hotel | Race Course | 300 | 1975 | 410
37 | Ashoka Hotel | Nirman Bh-I | 300 | 1972 | 2924
38 | Ashoka Hotel | Teen Murti Lane | 150 | 1968 | 600
39 | Ashoka Hotel | Dalhausie Road | .25” | 1956 | 1980
342 | Ashoka Hotel | Local Tr. | 150 | 1973 | 20
| Ashoka Hotel | Delhi Police Line
40 | Australia Emb. | Japan Emb. | 0.06 | 1964 | 132
41 | Australia Emb. | Yugoslavia Emb. | 25 | 1965 | 500
42 | Australia Emb. | Pakistan Emb. | 70 | 1962 | 200
44 | Australian Emb. | 2,3 Punch Sheel Marg. | 150 | 1982 | 860
46 | Australian Emb. | U.K. High Com. | 300 | 1990 | 53
47 | Australian Emb. | Pakistan Emb. | 70 | 1990 | 211
48 | Australian Emb. | Serbia & Montigro | 70 | 1990 | 210
49 | Australian Emb.. | Japan Emb. | 300 | 1990 | 55
50 | Bangladesh Emb. | Chanakya Puri. | 70 | 2003 | 360
51 | Bapu Dham | Italy Emb. SSG Bd. | 300 | 1989 | 1027.5
53 | Bapu Dham | British School | .25” | 1973 | 810
55 | Bapu Dham | Nehru Park | 300 | 1982 | 2035
57 | Bapu Dham | Keventor Dairy | 300 | 1982 | 2770
58 | Bapu Dham | 2,3 Punch Sheel Marg. | 300 | 1982 | 1545
59 | Bapu Dham | I.B. Complex | 300 | 1982 | 885
322 | Bapu Dham | I-B Complex | 400 | 2008 | 981
60 | Bapu Dham | Australian Emb. | 150 | 1982 | 1270
61 | Bapu Dham | American School | 150 | 1986 | 1081
62 | Bapu Dham | Italy Emb. Kirloskar Bd. | 300 | 1989 | 125
63 | Bapu Dham | British School. | 150 | 996 | 890
64 | Bapu Dham | MES Flat | 150 | 1973 | 835
65 | Bapu Dham | Maurya Hotel | 300 | 1977 | 1112
66 | Bapu Dham | Taj Palace Hotel | 300 | 1982 | 2024
67 | Bapu Dham | Belgium Emb. | 300 | 1982 | 1685
68 | Bapu Dham | American Emb. | 150 | 1985 | 1985
69 | Bapu Dham | Chanakya Puri | 300 | 1985 | 540
70 | Bapu Dham | U.A.E. Emb. | 300 | 1987 | 1054
71 | Bapu Dham | Children Book Trust | 150 | 2006 | 839
335 | Bapu Dham Panel | Local Tr. No.-I &II | 150 | 1986 | 50
|  | Local Tr. No.-II | 150 | 1986 | 50
72 | Bardolai Marg | Race Course. | 300 | 2001 | 920
73 | Bardolai Marg | Transformer H.T. panel | 150 | 2005 | 27
330 | Bardalai Marg | Link House No.-2 | 300 | 2005 | 94
70
248
52 | Bardolai Marg | Indonesia | 70 | 1960 | 200
| (L.H. No.2) |  | 70 | 2005 | 314
54 | Bardolai Marg | Karnataka Bhawan | 25 | 1970 | 400
| (L.H. No.2) |  | 70 | 2005 | 201
56 | Bardolai Marg | Tamil Nadu House | 70 | 1976 | 538
| (Link H.No.2) |  | 70 | 2005 | 86
331 | Bardaloi Marg | Tamil Nadu Bhawan | 70 | 2005 | 501
100
74 | Belgium Emb. | New Zealand Emb. | 70 | 1993 | 450
75 | Belgium Emb. | Singapore Emb. | 150 | 1985 | 975
76 | Belgium Emb. | Ghana Emb. | 150 | 1993 | 245
346 | Belgium Embassy Panel | Local Tr. No.-I | 150 | 1982 | 50
|  | Local Tr. No.-II | 150 | 1982 | 50
351 | Bihar Niwas Panel | Local Tr. No.-I | 150 | 1999 | 20
| Bihar Niwas Panel | Local Tr. No.-II | 150 | 1999 | 20
77 | Bhutan Emb. | Nigeria Emb. | 150 | 1996 | 677
78 | Bio Tech | Medical Library. | 150 | 1999 | 35
79 | Bulgaria Emb. | Vinay Marg | 150 | 1979 | 830
352 | Cancer Block Panel | Local Tr. No.-I | 150 | 1983 | 50
|  | Local Tr. No.-II | 150 | 1983 | 50
|  | Local Tr. No.-III | 150 | 1983 | 50
275 | Cancer Block | S/S C.N. Center. | 300 | 2004 | 301
131 | C.N. Centre -Panel | Local Tr. No.-I | 240 | 2004 | 27
|  | Local Tr. No.-II | 240 | 2004 | 26
|  | Local Tr. No.-III | 240 | 2004 | 26
80 | C. Avenue | B. Avenue | 120 | 1968 | 433
81 | C. Avenue | Laxmi Bai Nagar | 150 | 1968 | 1430
82 | C-Block | Pillanji Village. | 240 | 1989 | 800
83 | C-Block | D-Block S.Nagar. | 300 | 1996 | 95
352 | C-Block S. Nagar Panel | Local Tr. No.-I | 150 | 1982 | 25
|  | Local Tr. No.-II | 150 | 1982 | 25
84 | Ch. Puri Guest House | D-I Vinay Marg. | 240 | 1997 | 1039
85 | Ch. Puri Guest House | Andaman Nikobar. | 240 | 1997 | 376
86 | Ch. Puri Guest house | Bihar Niwas | 240 | 1997 | 364
92 | Chanakya Puri G. House | Canada Emb. | 150 | 1996 | 1584
93 | Chanakya Puri G.House | Palika Bhawan. | 400 | 1998 | 2361
87 | Chanakya Puri | Singapore Emb. | 150 | 1985 | 500
88 | Chanakya Puri | Qatar Emb. | 150 | 1998 | 899
89 | Chanakya Puri | Oman Embassy. | 150 | 2004 | 2020
90 | Chanakya Puri | New Zealand Emb. | 70 | 1993 | 670
91 | Chanakya Puri | Ravi Shankar Instt. | 150 | 2003 | 1603
293 | Chanakya Puri | Oman Emb. | 150 | 2004 | 2020
Cable installation Charge.
329 | Ch. Puri | Asian Dev. Bank | 150 | 2008 | 1054
94 | China Emb. | Commercial Building. | 120 | 1994 | 186
95 | China Emb. Old | Chine Emb. New | 120 | 1994 | 186
96 | C-II Moti Bagh | Ware House | .10” | 1957 | 1135
97 | C-II Moti Bagh | Shastri Bhawan | 150 | 1981 | 1205
98 | C-II Moti Bagh | MES Flat | 300 | 1969 | 600
99 | C-II Moti Bagh | Turkish Emb. | 70 | 1982 | 1250
352 | C-II Moti Bagh Panel | Local Tr. No.-I | 150 | 1982 | 25
|  | Local Tr. No.-II | 150 | 1982 | 25
100 | Circular Road | Vishva Yuva Kendra. | 25 | 1977 | 285
101 | Circular Road | Vishva Yuva Kendra | 150 | 1997 | 384
102 | Circular Road old | Kvintor Diary | 0.25 | 1965 | 200
103 | D.G. Block S. Nagar | Nauroji Ngr. | 150 | 1997 | 319
104 | D-2 Pump House | D-I Vinay Marg. | 300 | 1982 | 430
105 | Dalhausie Road | S.P. Marg | 400 | 1995 | 2409
106 | Dalhausie Road | S.P. Marg | 400 | 1995 | 420
107 | Dalhausie Road | Keventor Dairy. | 400 | 2002 | 2450
108 | Delhi Haat | Kidwai Ngr.(E) No.2 | 300 | 2000 | 743
109 | D-I Vinay Marg | Naval Qtrs. | 300 | 1970 | 437
110 | D-I Vinay Marg | Telephone Ex | 70 | 1969 | 535
D-I Vinay Marg
D-I Vinay Marg
| D-I Vinay Marg | Local Tr. No.-I | 150
| D-I Vinay Marg | Local Tr. No.-II | 70
| D-I Local Tr. No.-I | L.T. Main No.-I | 500
| D-I Local Tr. No.-II | L.T. Main No.-II | 500
| Delhi Police Security Line | Local Tr. No.-I
| Delhi Police Security Line | Local Tr. No.-II
| DPSL Local Tr. No.-I | L.T. Main No.-I
| DPSL Local Tr. No.-I | L.T. Main No.-II
CHECKED ON 02/06/2008
111 | Earth Center | O/H Line | 25 | 1971 | 900
112 | Egypt Emb. | Czechk Emb. | 150 | 1972 | 370
113 | Egypt Emb. | Polish Emb. | 150 | 1986 | 300
114 | Egypt Emb. | Japan Emb. | 300 | 1956 | 330
115 | Egypt Emb. | D-I Vinay Marg. | .25” | 1956 | 600
116 | Egypt Emb. | Vinay Marg | 300 | 1986 | 300
117 | Egypt Emb. | Czechk Emb. | 150 | 1972 | 300
118 | Egypt Emb. | Police Emb. | 150 | 1978 | 330
119 | Egypt Emb. | Hungry Emb. | 70 | 1979 | 500
120 | Egypt Embassy | Quait Emb. | 70 | 1979 | 412
352 | Egypt Embassy Panel | Local Tr. No.-I | 150 | 1986 | 25
|  | Local Tr. No.-II | 150 | 1986 | 25
121 | Fire Brigade | New China Embassy | 0.25 | 1960 | 300
122 | Fire Brigade | Circular Road no. I | 150 | 1972 | 545
123 | Fire Brigade | Sri Lanka | 0.0225 | 1968 | 567
124 | Fire Brigade | New Malcha Marg | 300 | 1975 | 500
125 | Fire Brigade | China Emb. | 120 | 1964 | 134
317 | Fire Brigade
| H.T. Panel | Tr. No.-I | 150 |  | 21
| H.T. Panel | Tr. No.-II | 70 |  | 27
| Tr. No.-I | L.T. Main-I | 1000 |  | 120
| Tr. No.-II | L.T. Main-II | 1000 |  | 163
126 | French Emb. | Chanakya Puri. | 150 | 1986 | 1372
352 | Food & Craft Bazar Panel | Local Tr. No.-I | 150 | 2000 | 30
|  | Local Tr. No.-II | 150 | 2000 | 30
127 | Greeks Emb. | Sanskriti School. | 150 | 2000 | 387
128 | Greeks Emb. | Switching Emb. C. Puri | 150 | 2000 | 158
129 | H. Avenue | C. Avenue | 240 | 1971 | 580
130 | H. Avenue to Rly. Stn. -1 | Rly Station-II to D-I Vinay Marg Biecco | 150 | 1998 | 1643
132 | Hungry Emb. | Telephone Exch | 70 | 1979 | 280
133 | I Block | K- Avenue | 70 | 1967 | 645
134 | I Block | B. Avenue | 70 | 1969 | 525
135 | I. Block | H.Avenue Via K. Block. | 400 | 2002 | 948
136 | I-Block | D- Avenue | .10” | 1956 | 677
137 | I-Block S.N. | Netaji Nagar A-Block | .25” | 1957 | 900
138 | I-Block Sarojini Nagar | Nauroji Ngr. | 150 | 1997 | 431
340 | I-Block Panel | Local Tr. No.-I | 150 | 1980 | 30
|  | Local Tr. No.-II | 150 | 1980 | 30
139 | Inter Connecter Board | Board at s/s Vinay Marg. |  | 1998 | 19
140 | Italian Emb. | Bapu Dham | 300 | 1971 | 965
141 | Italian Emb. | Korea Emb. | 70 | 1989 | 125
142 | Italian Emb. | Netherlands Emb. | 70 | 1967 | 235
143 | Italian Emb. | Turkish Emb. | 70 | 1989 | 185
144 | Itly Embassy | Korea Emb. | 70 | 1979 | 489
145 | Itly Embassy | Turkish Emb. | 70 | 1982 | 720
325 | Itly Embassy | Veerawali Hospital | 150 | 2008 | 531
146 | Japan Emb. | Australian Emb. | .25” | 1956 | 634
147 | Japan Emb. | German Emb. | 150 | 1962 | 200
148 | Japan Emb. | Sudan Emb. | 150 | 1997 | 1078
149 | Japan Emb. Old | Japan Emb. New | .0225” | 1956 | 162
150 | Joint No.7 Flying Club | Satya Sadan | 70 | 1994 | 347
151 | Joint No.9 Flying Club | Satya Sadan | 120 | 1994 | 403
152 | Keventor Dairy | S.P. Marg. | 300 | 1970 | 906
153 | Keventor Dairy | Fire Brigade | 300 | 1970 | 795
154 | Keventor Dairy | Swimming Pool | 300 | 1982 | 2387
155 | Kidwai Nagar | Safdarjung Hosp. Complex | 300 | 1982 | 610
156 | Kidwai Nagar | Zor Bagh Pump House | 300 | 1988 | 2685
157 | Kidwai Nagar (E) No.-II | Laxmi Bai Nagar-II | 300 | 2007 | 1006
158 | Kidwai Ngr. | Safdarjung Hospital C.P.W.D. | .6” | 1954 | 667
159 | Kidwai Ngr. | Capacitor Bank. | 300 | 1991 | 84
160 | Kidwai Ngr. | Safdarjung Hos. Com. | 400 | 1991 | 668
161 | Kidwai Ngr. | Y. Block. | 240 | 1995 | 2079
162 | Kidwai Ngr.(E) | Qutub Road | 300 | 1973 | 932
163 | Kidwai Ngr.(E) | Safdarjung Fly over | 300 | 2003 | 346
164 | Kidwai Ngr.(E) | A.I.I.M.S. | 300 | 1973 | 284
165 | Kidwai Ngr.(E) no.2 ST Panel | Trans. | 150 | 2000 | 65
166 | Kidwai Ngr.(W) | Kidwai Ngr.(E) via S.J. Flyover | 300 | 2002 | 1092
167 | Kidwai Ngr.(W) | Safdarjung hos. C.P.W.D. | 300 | 2002 | 713
168 | Kidwai Ngr.(W) | S.J. Flyover | 300 | 1973 | 216
169 | Kidwai Ngr.(W) | Tuglak Lane | 300 | 1960 | 1600
170 | Kidwai Ngr.(W) | C-Block S.N. | 300 | 1982 | 1540
171 | Kidwai Ngr.(W) | Teaching Block | 300 | 2000 | 1125
172 | Kidwai Ngr.(W) | P.C. Block | 300 | 2000 | 1139
173 | Kidwai Ngr.(W) | Safdarjung Hos. Staff Qtr. | 70 | 1992 | 295
174 | Kidwai Ngr.(W) | Teaching Block | 0.25 | 1952 | 600
175 | Kidwai Ngr.(W) | Booster Pump. | 300 | 1986 | 2129
176 | Kidwai Ngr.(W) | Cancer Block. | 240 | 1993 | 1417
177 | Kidwai Ngr.W | Safdarjung Fly over | 300 | 2003 | 342
337 | Kidwai Nagar (W) Panel | Local Tr. No.-I | 150 | 1966 | 30
|  | Local Tr. No.-II | 150 | 1966 | 30
178 | Korea Emb. | Bulgaria Emb. | 70 | 1979 | 505
179 | Korea Emb. | Bulgaria Emb. | 150 | 1979 | 225
180 | Laxmi Bai Nagar-II | Laxmi Bai Ngr-I | .10” | 1959 | 800
181 | Laxmi Bai Ngr. | Transformer No..II |  | 1998 | 36
182 | Laxmi Bai Ngr. | Transformer No..I |  | 1998 | 25
183 | Link House no. 4 | American Emb. | .06” | 1963 | 500
184 | Link House No.3 | U.K. Emb. | 0.1 | 1967 | 183
185 | Link House no.5 | Italy Emb. | 300 | 1989 | 90
186 | Link House No.8 | Link House No.9 | 300 | 1956 | 350
187 | M.E.S. | ABH Mess H.S. Type ST. Th. Joint Box+end termination | 150mm XLPE | 2006-07 | 203
188 | M.E.S. Flat | I.B. Complex | 300 | 1983 | 1860
189 | Manipur G. House | Rajasthan G. House | 400 | 2005 | 248
190 | Mauritius Emb. | Chanakya Puri. | 70 | 2000 | 465
191 | Mauritius Emb. HT Panel | Trans.-I, II. | 70 | 2000 | 23
192 | MES Flat –II | MES Flat-I | .25” | 1968 | 500
193 | Moti Bagh | Rly. Sect. Board. | 150 | 1991 | 752
194 | Moti Bagh(W) | C-II Moti Bagh | .1” | 1957 | 920
195 | Moti Bagh(W) | C-II Moti Bagh | 300 | 1992 | 908.9
196 | Moti Bagh(W) | Rly. Set. Bd. | 70 | 1975 | 1530
339 | Moti Bagh Panel | Local Tr. No.-I | 150 | 1980 | 20
|  | Local Tr. No.-II | 150 | 1980 | 20
197 | Nehru Park | Czech | 70 | 1972 | 600
198 | Nehru Park | Egyptian Emb. | 150 | 1986 | 173
199 | Nehru Park | Afghanistan Emb. | 70 | 1977 | 130
200 | Nehru Park | Bapu Dham | 300 | 1978 | 1861
201 | Nehru Park | Police Emb. | 150 | 1978 | 600
202 | Nehru Park | Malaysia Emb. | 70 | 1972 | 470
203 | Nehru Park | Japan Emb. | 300 | 1971 | 408
204 | Nehru Park | D-I Vinay Marg | .25” | 1971 | 440
205 | Nehru Park | Samrat Hotel | 300 | 1982 | 2300
206 | Nehru Park | State Guest House Ch. Puri | 240 | 1997 | 677
207 | Nehru Park | American Emb. | 300 | 1989 | 2000
208 | Nehru Park | Neval Qutr. | 240 | 2004 | 800
209 | Nehru Park | Maurya Hotel | 300 | 1979 | 2990
210 | Nehru Park | Akbar Bhawan | 300 | 1972 | 363
211 | Nehru Park | Ashoka-I | 300 | 1972 | 1945
212 | Nehru Park | Canacla Emb. | 150 | 1976 | 1031
213 | Nehru Park | Egyptian Emb. | 300 | 1972 | 275
214 | Nehru Park | Afghanistan Emb. | 300 | 1971 | 619
215 | Nehru Park | C-II Moti Bagh | 300 | 1972 | 1890
216 | Nehru Park | Ashoka-II | .25” | 1972 | 1950
217 | Nehru Park | Belgium Emb. | 300 | 1982 | 954
218 | Nehru Park | S.P. Marg | 300 | 1987 | 2854
219 | Nehru Park | Booster Pump | 300 | 1986 | 2014
220 | Nehru Park | H. Block. S. Ngr. | 240 | 1988 | 1614
221 | Nehru Park | Bapu Dham Cr.’BD’ | 300 | 1982 | 2035
222 | Nehru Park | Rly. Com. Center | 300 | 1986 | 818
334 | N.Park Panel | Local Tr. No.-I | 150 | 1972 | 50
|  | Local Tr. No.-II | 150 | 1972 | 50
223 | Netaji Nagar | DTC Depot S.N. | .06” | 1966 | 466
224 | Netaji Nagar | I. Block | 300 | 1986 | 340
225 | New Malcha Marg | Chatisgarh Bh. | 150 | 1981 | 393
226 | New Malcha marg | Spair | 150 | 1977 | 817
227 | New Malcha Marg | Sikkim Marg. | 150 | 1986 | 337
228 | New S.S.G. House | Sanskriti School | 400 XLPE | 2006-07 | 2324
229 | Newal Quarter | D-2 Pump House | 300 | 1982 | 430
230 | Norwegian Emb. | U.K. High Com. | 70 | 2001 | 755
231 | Office Block | Shopping Center | 300 | 1970 | 193
276 | 2,3 Punchsheel Marg . | Sikkim House | 150 | 1988 | 512
232 | Palika Bhawan | W.T.I Netaji Nagar. | 300 | 1998 | 552
233 | Palika Bhawan | Pump House Netaji Ngr. A- Block | 150 | 1998 | 398
234 | Philland Emb. | Chanakya Puri. | 150 | 1986 | 1062
235 | Pillanji Village | Laxmi Bai Ngr.-I | 240 | 1989 | 1200
236 | Pillanji Village H.T. panel No. 4 and panel No.2 | Transformer No.1 & Transformer No.2 | 150 | 2005 | 28
237 | Qatar Emb. | U.A.E. Emb. | 150 | 2000 | 1430
238 | R.P. Center | Cancer Block | 300 | 1985 | 365
239 | Race Course | D-I Vinay Marg. | 240 | 1995 | 1719
240 | Race Course | D-I Vinay Marg. | 240 | 1995 | 918
241 | Race Course | D-I Vinay Marg. | 240 | 1995 | 1718.5
242 | Race Course | U.K. High Commission. | 240 | 1996 | 1116.5
243 | Race Course | Delhi Police Sec. Line | 240 | 1997 | 1403
244 | Railway Secretary Bd. | North West Moti Bagh | 150 mm XLPE | 2006-07 | 1030
320 | Railway Secretary Bd. | C-II Moti Bagh | 150 | 2007 | 1089
327 | Railway Secretary Bd. | Rail Museum | 150 | 2008 | 105
245 | Rajasthan G. House | Chanakya Puri Guest House | 400 | 2005 | 607
246 | Ravi shankar | Chanakya Puri Joint. | 150 | 2003 | 739
247 | Ravi Shankar inst. | CPWD Bapu Dham Joint. | 150 | 2003 | 859
248 | Rly. Colony | American School. | 150 | 1988 | 475
249 | Rly. Com. Center | Egypt Emb. | 300 | 1956 | 500
250 | Rly. Com. Center | Bhutan Emb. | 150 | 1986 | 360
251 | Rly. Com. Center | Philippine emb. | 150 | 1986 | 364
252 | Rly. Com. Center | Philippine emb. | 150 | 1977 | 240
253 | Rly. Com. Center | Moti Bagh. | 150 | 1986 | 232
254 | Rly. Com. Center | Moti Bagh. | .1” | 1956 | 580
255 | Rly. Com. Center | Itly Embassy | 300 | 1986 | 362
256 | Rly. Com. Center | C-II Moti Bagh. | 300 | 1986 | 1169
257 | Rly. Com. Center | Egypt Emb. | 300 | 1986 | 366
258 | Rly. Com. Center | Bhutan Emb. | 70 | 1974 | 580
259 | Rly. Computer | Italy Emb. | 300 | 1989 | 191
328 | Railway Computer Center | Rail Museum | 150 | 2008 | 789
333 | Railway Officer Flats Sen Martin Marg | Sanskriti School | 150 |  | 976
343 | Samrat Hotel Panel | Local Tr. No.-I | 150 | 1982 | 30
|  | Local Tr. No.-II | 150 | 1982 | 30
|  | Local Tr. No.-III | 150 | 1982 | 30
|  | Local Tr. No.-IV | 150 | 1982 | 30
260 | S.J. Staff Qtrs-I | Laxmi Bai Ngr-I | .10” | 1954 | 533
261 | S.J.H. Complex | Ansari Ngr.(W) | 70 | 1960 | 867
262 | S.J.H. Complex | Food & Craft Bazar | 150 | 1992 | 662
263 | S.P. Marg | New Malcha Marg | .25” | 1956 | 350
264 | S.P. Marg | Rly. Colony | 150 | 1960 | 834
265 | S.P. Marg | American School | .06” | 1964 | 567
266 | S.P. Marg | Bapu Dham | 300 | 1965 | 1590
267 | S.P. Marg | O/H Line B.J. Park | .25” | 1969 | 2000
268 | S.P. Marg | 2,3, Punch Sheel Marg | 150 | 1981 | 540
269 | S.P. Marg | Rly. Colony. | 150 | 1988 | 660
270 | S.P. Marg | Delhi Earth Centre | 25 | 1975 | 1095
271 | S.P. Marg | U.A.E. Emb. | 300 | 1956 | 1060
272 | S.P. Marg | Delhi Earth Center. | 70 | 1992 | 110
338 | S.P. Marg Panel | Local Tr. No.-I | 150 | 1985 | 25
|  | Local Tr. No.-II | 150 | 1985 | 25
|  | Local Tr. No.-III | 150 | 1985 | 25
276 | Safdarjung Airport | I.R.C.H. | 300 | 2005 | 3393
277 | Safdarjung Complex | Kidwai Ngr(W) | .6” | 1952 | 1167
278 | Safdarjung Fly over Panel | Local Tr. No.-I | 150 | 2003 | 18
|  | Local Tr. No.-II | 150 | 2003 | 18
279 | Safdarjung Hospital Comp. | Ansari Nagar (W). | 300 | 2002 | 901
281 | Safderjung Hospt. Complex | Trauma Centre(3 Nos. HT S.T. Joint + termination) | 300mm XLPE | 2006-07 | 669.4
280 | Safdarjung Staff Qtr.No.1 | Laxmi Bai Nagar.I | 300 | 2003 | 593
324 | Sanskriti School | Veerawali Hospital | 150 | 2008 | 976
282 | Satya Sadan | D-I Vinay Marg. | .25” | 1972 | 804
341 | Satya Sadan Panel | Local Tr. No.-I | 150 | 1994 | 40
|  | Local Tr. No.-II | 150 | 1994 | 40
283 | Shastri Niketan | TPT Com. | 70 | 1975 | 600
284 | Shopping Center | Vinay Marg | 300 | 1970 | 151
285 | Slovak Emb. | Egypt Emb. | 150 | 2003 | 330
286 | Slovak Emb. | Rly. Comp. Center. | 150 | 2003 | 265
344 | New Switching Stn. Guest House Ch. Puri Panel | Local Tr. | 150 | 2004 | 50
321 | New Switching Stn. Guest House | Chanakya Puri | 400 | 2008 | 2216
188
323 | 66KV New Switching Station Guest House | I.B. Complex | 400 | 2008 | 925
2090
319 | H.T. Cable Singapore Embassy | Belgium Emb. | 300 | 2007 | 857
| H.T. Panel | Local Tr. No.-I | 70 | 2007 | 22
|  | Local Tr. No.-II | 70 | 2007 | 22
287 | T. Block | Bio Tech. | 150 | 1994 | 397
288 | Tamil Nadu G. House | State G. House. | 400 | 2004 | 200
289 | Tamil Nadu G. House New | D-I Vinay Marg. | 400 | 2004 | 344
291 | Tamil Nadu guest House | D-I Vinay Marg | 400 | 2004 | 344
290 | Tamil Nadu guest House | State Guest House | 400 | 2004 | 200
292 | Tamilnadu Guest House | Manipur G. House | 400 | 2005 | 165
294 | Teaching Block | National Medical Library | 150 | 1998 | 750
295 | Teaching Block | Ward Block | 0.25 | 1960 | 250
296 | Teaching Block | Laundry Block | 0.7 | 1984 | 100
297 | Teaching Block | A.I.I.M.S. | 300 | 1975 | 724
298 | Teaching Block | Animal House | 0.0225 | 1960 | 280
318 | Trauma Centre | Vardhman Mahavir Medical College | 300 |  | 983
332 | NDMC Trauma Center | AIIMS Truma Center | 400 |  | 100
299 | S/S DG Block S.N. Panel | Transformer | 150 | 2006 | 40
300 | U.A.E Emb. | Mauritius Emb. | 70 | 2000 | 813
301 | U.A.E Emb. | Qatar Emb. | 150 | 1998 | 536
302 | U.A.E. Emb. | Bapu Dham | 300 | 1965 | 1750
303 | U.A.E. Emb. | Switzerland Emb. | .06” | 1961 | 252
304 | U.A.E. Emb. | Afghanistan Emb. | .06” | 1959 | 280
305 | U.A.E. Emb. | Burma Emb. | 70 | 1969 | 310
306 | U.K. Emb. | Norway Emb. | 0.0225 | 1967 | 1830
307 | U.K. Emb. | Australia Emb. | 0.25 | 1957 | 134
308 | U.P. Bhawan | New Malcha Marg. | 150 | 1984 | 445
309 | U.P. Bhawan | Kvintor Dairy | 150 | 1977 | 480
310 | U.P. Sadan | Andaman Nikobar. | 240 | 1997 | 220
311 | U.P. Sadan | Transformer No..I | 150 | 1998 | 12
312 | U.P. Sadan | Transformer No..II | 150 | 1998 | 20
313 | U.S.S.R. Trade Bldg. | Bapu Dham New Building. | 300 | 1990 | 910
314 | U.T. Chanakya Puri | State Guest House Chanakya Puri | 400 | 2005 | 129
315 | Vishva Yuva Kendra | Indonesia Emb | 150 | 1997 | 510
316 | Ware House | Netaji nagar Old | .10” | 1956 | 700
326 | Ward Block | L.T. Cable |  |  | 140
254.4058
E.E.M/S

## Transformers 11 KV
Format -1
11 KV Transformer
A | B | C | D | E | F |  | G | H | I | J | K | L | M | N
S .No | Loaction
|  | Oil Type |  |  |  |  | J: Dry Type
|  | 250 KVA | 300 KVA | 500 KVA | 750 KVA | 990 KVA | 1000 KVA | 1500 KVA | Above 1500 KVA | 250 KVA | 300 KVA | 500 KVA | 750 KVA | 1000 KVA | 1500 KVA | Above 1500 KVA
1 | AKBAR LANE | -------- | -------- | -------- | -------- | -------- | 2 | -------- | -------- | -------- | -------- | -------- | -------- | -------- | -------- | --------
2 | AURANGZEB LANE | -------- | -------- | -------- | -------- | -------- | 2 | -------- | -------- | -------- | -------- | -------- | -------- | -------- | -------- | --------
3 | 16 A - AKBAR ROAD | -------- | -------- | -------- | -------- | -------- | 2 | -------- | -------- | -------- | -------- | -------- | -------- | -------- | -------- | --------
4 | AURBINDO MARG | -------- | -------- | -------- | 1 | -------- | 1 | -------- | -------- | -------- | -------- | -------- | -------- | -------- | -------- | --------
5 | ALIGANJ NO 1 | -------- | -------- | 2 | -------- | -------- | -------- | -------- | -------- | -------- | -------- | -------- | -------- | -------- | -------- | --------
6 | ALIGANJ NO 2 | -------- | -------- | -------- | -------- | -------- | 2 | -------- | -------- | -------- | -------- | -------- | -------- | -------- | -------- | --------
7 | 11-B AURANGZEB ROAD | -------- | -------- | -------- | -------- | -------- | 2 | -------- | -------- | -------- | -------- | -------- | -------- | -------- | -------- | --------
8 | 2 AURANGZEB ROAD | -------- | -------- | 2 | -------- | -------- | -------- | -------- | -------- | -------- | -------- | -------- | -------- | -------- | -------- | --------
9 | 18 AKBAR ROAD | -------- | -------- | 2 | -------- | -------- | -------- | -------- | -------- | -------- | -------- | -------- | -------- | -------- | -------- | --------
10 | 32 AMRITA SHER GILL MARG | -------- | -------- | 2 | -------- | -------- | -------- | -------- | -------- | -------- | -------- | -------- | -------- | -------- | -------- | --------
11 | 44 AMRITA SHER GILL MARG | -------- | -------- | -------- | -------- | -------- | 1 | -------- | -------- | -------- | -------- | -------- | -------- | -------- | -------- | --------
12 | 6 AURANGZEB ROAD | -------- | -------- | -------- | -------- | -------- | 2 | -------- | -------- | -------- | -------- | -------- | -------- | -------- | -------- | --------
13 | AIR FORCE AKASH MESS | -------- | -------- | -------- | -------- | -------- | 2 | -------- | -------- | -------- | -------- | -------- | -------- | -------- | -------- | --------
14 | A BLOCK DALHOUSIE ROAD | -------- | -------- | -------- | -------- | -------- | 2 | -------- | -------- | -------- | -------- | -------- | -------- | -------- | -------- | --------
15 | BHARTI NAGAR | -------- | -------- | -------- | -------- | -------- | 2 | -------- | -------- | -------- | -------- | -------- | -------- | -------- | -------- | --------
16 | BLIND RELIEF | -------- | -------- | 1 | -------- | -------- | -------- | -------- | -------- | -------- | -------- | -------- | -------- | -------- | -------- | --------
17 | BLOCK - 30 | -------- | -------- | -------- | -------- | -------- | 2 | -------- | -------- | -------- | -------- | -------- | -------- | -------- | -------- | --------
18 | BAPA NAGAR | -------- | -------- | -------- | -------- | -------- | 2 | -------- | -------- | -------- | -------- | -------- | -------- | -------- | -------- | --------
19 | CLERIDGES HOTEL | -------- | -------- | -------- | -------- | -------- | 1 | -------- | -------- | -------- | -------- | -------- | -------- | -------- | -------- | --------
20 | CHILDREN PARK | -------- | -------- | 1 | -------- | -------- | -------- | -------- | -------- | -------- | -------- | -------- | -------- | -------- | -------- | --------
21 | C.R.S.D HANGER | -------- | -------- | -------- | -------- | -------- | 2 | -------- | -------- | -------- | -------- | -------- | -------- | -------- | -------- | --------
22 | C.P.W.D QTR ALIGANJ | -------- | -------- | -------- | -------- | -------- | 2 | -------- | -------- | -------- | -------- | -------- | -------- | -------- | -------- | --------
23 | DALHOUSIE ROAD | -------- | -------- | -------- | -------- | -------- | 2 | -------- | -------- | -------- | -------- | -------- | -------- | -------- | -------- | --------
24 | D.G.C.A | -------- | -------- | -------- | -------- | -------- | 2 | -------- | -------- | -------- | -------- | -------- | -------- | -------- | -------- | --------
25 | DELHI HIGH COURT OLD | -------- | -------- | -------- | -------- | -------- | -------- | -------- | -------- | -------- | -------- | -------- | -------- | 4 | -------- | --------
26 | DELHI HIGH COURT (TEM) | -------- | -------- | -------- | -------- | -------- | 3 | -------- | -------- | -------- | -------- | -------- | -------- | -------- | -------- | --------
27 | GOLF APARTMENT | -------- | -------- | -------- | -------- | -------- | 2 | -------- | -------- | -------- | -------- | -------- | -------- | -------- | -------- | --------
28 | GOLF CLUB | -------- | -------- | 2 | -------- | -------- | -------- | -------- | -------- | -------- | -------- | -------- | -------- | -------- | -------- | --------
29 | GOLF LINK NO 1 | -------- | -------- | -------- | -------- | -------- | 2 | -------- | -------- | -------- | -------- | -------- | -------- | -------- | -------- | --------
30 | GOLF LINK NO 2 | -------- | -------- | -------- | -------- | -------- | 2 | -------- | -------- | -------- | -------- | -------- | -------- | -------- | -------- | --------
31 | GOLF LINK NO 3 | -------- | -------- | -------- | -------- | -------- | 2 | -------- | -------- | -------- | -------- | -------- | -------- | -------- | -------- | --------
32 | G.BLOCK | -------- | -------- | -------- | -------- | -------- | 2 | -------- | -------- | -------- | -------- | -------- | -------- | -------- | -------- | --------
33 | I.A.C S.J. AIR PORT | -------- | -------- | -------- | -------- | -------- | 3 | -------- | -------- | -------- | -------- | -------- | -------- | -------- | -------- | --------
34 | 10 JAN PATH | -------- | -------- | 2 | -------- | -------- | -------- | -------- | -------- | -------- | -------- | -------- | -------- | -------- | -------- | --------
35 | JOR BAGH NO 1 | -------- | -------- | -------- | -------- | -------- | 2 | -------- | -------- | -------- | -------- | -------- | -------- | -------- | -------- | --------
36 | JOR BAGH NO 2 | -------- | -------- | 2 | -------- | -------- | -------- | -------- | -------- | -------- | -------- | -------- | -------- | -------- | -------- | --------
37 | JOR BAGH NO 3 | -------- | -------- | -------- | -------- | -------- | 1 | -------- | -------- | -------- | -------- | -------- | -------- | -------- | -------- | --------
38 | JOR BAGH NO 4 | -------- | -------- | 1 | -------- | -------- | -------- | -------- | -------- | -------- | -------- | -------- | -------- | -------- | -------- | --------
39 | JOR BAGH PUMP HOUSE | -------- | -------- | -------- | -------- | -------- | 2 | -------- | -------- | -------- | -------- | -------- | -------- | -------- | -------- | --------
40 | 30 JANUARY LANE | -------- | -------- | -------- | -------- | -------- | 1 | -------- | -------- | -------- | -------- | -------- | -------- | -------- | -------- | --------
41 | 33/11 KV JOR BAGH ALIGANJ | -------- | -------- | -------- | -------- | -------- | 2 | -------- | -------- | -------- | -------- | -------- | -------- | -------- | -------- | --------
42 | KASHMIR HOUSE OLD | -------- | -------- | -------- | -------- | -------- | 2 | -------- | -------- | -------- | -------- | -------- | -------- | -------- | -------- | --------
43 | KRISHNA MENON LANE | -------- | -------- | -------- | -------- | -------- | 2 | -------- | -------- | -------- | -------- | -------- | -------- | -------- | -------- | --------
44 | KAPURTHALA HOUSE | 1 | -------- | -------- | -------- | -------- | -------- | -------- | -------- | -------- | -------- | -------- | -------- | -------- | -------- | --------
45 | KAKA NAGAR | -------- | -------- | 2 | -------- | -------- | -------- | -------- | -------- | -------- | -------- | -------- | -------- | -------- | -------- | --------
46 | KOTA HOUSE | -------- | -------- | -------- | -------- | -------- | 2 | -------- | -------- | -------- | -------- | -------- | -------- | -------- | -------- | --------
47 | LODHI ESTATE | -------- | -------- | -------- | -------- | -------- | 2 | -------- | -------- | -------- | -------- | -------- | -------- | -------- | -------- | --------
48 | LODHI GARDEN | -------- | -------- | 2 | -------- | -------- | -------- | -------- | -------- | -------- | -------- | -------- | -------- | -------- | -------- | --------
49 | LODHI COLONEY | -------- | -------- | -------- | -------- | -------- | -------- | 2 | -------- | -------- | -------- | -------- | -------- | -------- | -------- | --------
50 | LODHI PLAZA | -------- | -------- | 1 | -------- | -------- | -------- | -------- | -------- | -------- | -------- | -------- | -------- | -------- | -------- | --------
51 | LOK NAYAK BHAWAN | -------- | -------- | -------- | -------- | -------- | 3 | -------- | -------- | -------- | -------- | -------- | -------- | 2 | -------- | --------
52 | MAUSAUM BHAWAN OLD | -------- | -------- | 2 | -------- | -------- | -------- | -------- | -------- | -------- | -------- | -------- | -------- | -------- | -------- | --------
53 | NEHRU MEMORIAL | -------- | -------- | -------- | -------- | -------- | 1 | -------- | -------- | -------- | -------- | -------- | -------- | 1 | -------- | --------
54 | NATIONAL CEFENCE COLLEGE(NEW) | -------- | -------- | -------- | -------- | -------- | --- | -------- | -------- | -------- | -------- | -------- | -------- | -------- | -------- | --------
55 | NEHRU TARA MANDAL | -------- | -------- | 1 | -------- | -------- | 1 | -------- | -------- | -------- | -------- | -------- | -------- | -------- | -------- | --------
56 | NIRMAN BHAWAN | -------- | -------- | -------- | -------- | -------- | 2 | -------- | -------- | -------- | -------- | -------- | -------- | -------- | -------- | --------
57 | PAWAN HANS | 1 | -------- | -------- | -------- | -------- | -------- | -------- | -------- | -------- | -------- | -------- | -------- | -------- | -------- | --------
58 | PANDARA PARK | -------- | -------- | -------- | 2 | -------- | -------- | -------- | -------- | -------- | -------- | -------- | -------- | 2 | -------- | --------
59 | 7 PRITHIVE RAJ ROAD | -------- | -------- | 2 | -------- | -------- | -------- | -------- | -------- | -------- | -------- | -------- | -------- | -------- | -------- | --------
60 | 9 PRITHIVE RAJ ROAD | -------- | -------- | 2 | -------- | -------- | -------- | -------- | -------- | -------- | -------- | -------- | -------- | -------- | -------- | --------
61 | 10 PRITHIVE RAJ ROAD | -------- | -------- | 1 | -------- | -------- | -------- | -------- | -------- | -------- | -------- | -------- | -------- | -------- | -------- | --------
62 | 10 - A PRITHIVE RAJ ROAD | -------- | -------- | -------- | -------- | -------- | -------- | -------- | -------- | -------- | -------- | 1 | -------- | -------- | -------- | --------
63 | 23 PRITHIVE RAJ ROAD | -------- | -------- | -------- | -------- | -------- | 2 | -------- | -------- | -------- | -------- | -------- | -------- | -------- | -------- | --------
64 | 31 PRITHIVE RAJ ROAD | -------- | -------- | 2 | -------- | -------- | -------- | -------- | -------- | -------- | -------- | -------- | -------- | -------- | -------- | --------
65 | RACE COURSE NEW | -------- | -------- | -------- | -------- | -------- | 2 | -------- | -------- | -------- | -------- | -------- | -------- | -------- | -------- | --------
66 | RACE COURSE OLD | -------- | -------- | -------- | -------- | -------- | 2 | -------- | -------- | -------- | -------- | -------- | -------- | -------- | -------- | --------
67 | SAFDER JUNG AIR PORT 33/11 KV | -------- | -------- | 1 | -------- | -------- | -------- | -------- | -------- | -------- | -------- | -------- | -------- | -------- | -------- | --------
68 | SAFDER JUNG POST OFFICE | -------- | -------- | -------- | -------- | -------- | 2 | -------- | -------- | -------- | -------- | -------- | -------- | -------- | -------- | --------
69 | S/S NO 7 | -------- | -------- | -------- | -------- | -------- | 3 | -------- | -------- | -------- | -------- | -------- | -------- | -------- | -------- | --------
70 | SOUTH AVENUE | -------- | -------- | 2 | -------- | -------- | -------- | -------- | -------- | -------- | -------- | -------- | -------- | -------- | -------- | --------
71 | 3-4- SOUTH END LANE | -------- | -------- | 2 | -------- | -------- | -------- | -------- | -------- | -------- | -------- | -------- | -------- | -------- | -------- | --------
72 | TUGHLAK CRESENT | -------- | -------- | -------- | -------- | -------- | 3 | -------- | -------- | -------- | -------- | -------- | -------- | -------- | -------- | --------
73 | TUGHLAK LANE | -------- | -------- | -------- | -------- | -------- | -------- | 2 | -------- | -------- | -------- | -------- | -------- | -------- | -------- | --------
74 | TRANSIT HOSTEL | -------- | -------- | -------- | -------- | -------- | 2 | -------- | -------- | -------- | -------- | -------- | -------- | -------- | -------- | --------
75 | VIDYUT BHAWAN | -------- | -------- | -------- | -------- | -------- | 2 | -------- | -------- | -------- | -------- | -------- | -------- | -------- | -------- | --------
76 | USS CHILDERN PARK | -------- | -------- | -------- | -------- | 1 | -------- | -------- | -------- | -------- | -------- | -------- | -------- | -------- | -------- | --------
77 | USS PRITHIVE RAJ MARKET | -------- | -------- | -------- | -------- | 1 | -------- | -------- | -------- | -------- | -------- | -------- | -------- | -------- | -------- | --------
78 | USS LOK NAYAK BHAWAN | -------- | -------- | -------- | -------- | 1 | -------- | -------- | -------- | -------- | -------- | -------- | -------- | -------- | -------- | --------
79 | USS PALIKA NIWAS | -------- | -------- | -------- | -------- | 2 | -------- | -------- | -------- | -------- | -------- | -------- | -------- | -------- | -------- | --------
80 | USS 26 AKBAR ROAD | -------- | -------- | -------- | -------- | 1 | -------- | -------- | -------- | -------- | -------- | -------- | -------- | -------- | -------- | --------
81 | USS BARAT GHAR KHAN MARKET | -------- | -------- | -------- | -------- | 1 | -------- | -------- | -------- | -------- | -------- | -------- | -------- | -------- | -------- | --------
82 | AKBAR BHAWAN | -------- | -------- | -------- | -------- | -------- | 3 | -------- | -------- | -------- | -------- | -------- | -------- | -------- | -------- | --------
83 | ASHOKA HOTEL | -------- | -------- | -------- | -------- | -------- | 2 | -------- | -------- | -------- | -------- | -------- | -------- | -------- | -------- | --------
84 | AUSTIRIAN EMB. | -------- | -------- | 1 | -------- | -------- | -------- | -------- | -------- | -------- | -------- | -------- | -------- | -------- | -------- | --------
85 | ASSAM BHAWAN | -------- | -------- | -------- | -------- | -------- | 1 | -------- | -------- | -------- | -------- | -------- | -------- | -------- | -------- | --------
86 | ANDMAN NIKOBAR | -------- | -------- | 1 | -------- | -------- | -------- | -------- | -------- | -------- | -------- | -------- | -------- | -------- | -------- | --------
87 | AFRO ACIAN | -------- | -------- | 2 | -------- | -------- | -------- | -------- | -------- | -------- | -------- | -------- | -------- | -------- | -------- | --------
88 | AFGANISTAN EMB. | -------- | -------- | 2 | -------- | -------- | -------- | -------- | -------- | -------- | -------- | -------- | -------- | -------- | -------- | --------
89 | ARADHANA BUILDING | -------- | -------- | -------- | -------- | -------- | 2 | -------- | -------- | -------- | -------- | -------- | -------- | -------- | -------- | --------
90 | ANIMAL HOUSE | -------- | -------- | -------- | 1 | -------- | -------- | -------- | -------- | -------- | -------- | -------- | -------- | -------- | -------- | --------
91 | ANANANT RAM DAIRY | -------- | -------- | 1 | -------- | -------- | -------- | -------- | -------- | -------- | -------- | -------- | -------- | -------- | -------- | --------
92 | ANSARI NAGAR EAST | -------- | -------- | -------- | -------- | -------- | 2 | -------- | -------- | -------- | -------- | -------- | -------- | -------- | -------- | --------
93 | ANSARI NAGAR WEST | -------- | -------- | 2 | -------- | -------- | -------- | -------- | -------- | -------- | -------- | -------- | -------- | -------- | -------- | --------
94 | AIIMS | -------- | -------- | -------- | -------- | -------- | 2 | -------- | -------- | -------- | -------- | -------- | -------- | -------- | -------- | --------
95 | BARDOLAI MARG | -------- | -------- | -------- | -------- | -------- | 1 | -------- | -------- | -------- | -------- | -------- | -------- | -------- | -------- | --------
96 | BHUTAN EMB. | -------- | -------- | -------- | -------- | -------- | 1 | -------- | -------- | -------- | -------- | -------- | -------- | -------- | -------- | --------
97 | BELGIUM EMB.(INSIDE) | -------- | -------- | 1 | -------- | -------- | -------- | -------- | -------- | -------- | -------- | -------- | -------- | -------- | -------- | --------
98 | BRITISH SCHOOL | -------- | -------- | -------- | -------- | -------- | 1 | -------- | -------- | -------- | -------- | -------- | -------- | -------- | -------- | --------
99 | BULGARIYA EMB. | -------- | -------- | -------- | -------- | -------- | 2 | -------- | -------- | -------- | -------- | -------- | -------- | -------- | -------- | --------
100 | BIHAR NIWAS | -------- | -------- | -------- | -------- | -------- | 2 | -------- | -------- | -------- | -------- | -------- | -------- | -------- | -------- | --------
101 | BUDDHA JAYANTI PARK | -------- | -------- | 1 | -------- | -------- | -------- | -------- | -------- | -------- | -------- | -------- | -------- | -------- | -------- | --------
102 | BUDDHA JAYANTI PUMP | -------- | -------- | 1 | -------- | -------- | -------- | -------- | -------- | -------- | -------- | -------- | -------- | -------- | -------- | --------
103 | BAPU DHAM | -------- | -------- | -------- | -------- | -------- | 2 | -------- | -------- | -------- | -------- | -------- | -------- | -------- | -------- | --------
104 | BIO-TECH | -------- | -------- | -------- | -------- | -------- | 2 | -------- | -------- | -------- | -------- | -------- | -------- | -------- | -------- | --------
105 | B- AVENUE SAROJINI NAGAR | -------- | -------- | -------- | -------- | -------- | 2 | -------- | -------- | -------- | -------- | -------- | -------- | -------- | -------- | --------
106 | BOOSTER PUMP SAROJINI NAGAR | -------- | -------- | -------- | -------- | -------- | 2 | -------- | -------- | -------- | -------- | -------- | -------- | -------- | -------- | --------
107 | CIRCULER ROAD | -------- | -------- | -------- | -------- | -------- | 2 | -------- | -------- | -------- | -------- | -------- | -------- | -------- | -------- | --------
108 | CHANKYA PURI | -------- | -------- | 1 | -------- | -------- | -------- | -------- | -------- | -------- | -------- | -------- | -------- | -------- | -------- | --------
109 | CHHATIS GARH BHAWAN | -------- | -------- | 1 | -------- | -------- | -------- | -------- | -------- | -------- | -------- | -------- | -------- | -------- | -------- | --------
110 | C.P.W.D BAPU DHAM | -------- | -------- | 2 | -------- | -------- | -------- | -------- | -------- | -------- | -------- | -------- | -------- | -------- | -------- | --------
111 | CANCER BLOCK | -------- | -------- | -------- | -------- | -------- | 3 | -------- | -------- | -------- | -------- | -------- | -------- | -------- | -------- | --------
112 | C-II MOTI BAGH | -------- | -------- | -------- | -------- | -------- | 1 | -------- | -------- | -------- | -------- | -------- | -------- | -------- | -------- | --------
113 | C-BLOCK SAROJINI NAGAR | -------- | -------- | -------- | -------- | -------- | 2 | -------- | -------- | -------- | -------- | -------- | -------- | -------- | -------- | --------
114 | C.N. CENTER (AIIMS) | -------- | -------- | -------- | -------- | -------- | -------- | 3 | -------- | -------- | -------- | -------- | -------- | -------- | -------- | --------
115 | CHANKYA BHAWAN | -------- | -------- | -------- | -------- | -------- | 2 | -------- | -------- | -------- | -------- | -------- | -------- | -------- | -------- | --------
116 | 2 CROSS ROAD SAROJINI NAGER | -------- | -------- | -------- | -------- | -------- | 2 | -------- | -------- | -------- | -------- | -------- | -------- | -------- | -------- | --------
117 | D-I VINAY MARG | -------- | -------- | -------- | -------- | -------- | 2 | -------- | -------- | -------- | -------- | -------- | -------- | -------- | -------- | -------- | 152
118 | D-II PUMP HOUSE | -------- | -------- | 2 | -------- | -------- | -------- | -------- | -------- | -------- | -------- | -------- | -------- | -------- | -------- | --------
119 | DELHI EARTH CENTER | -------- | -------- | 2 | -------- | -------- | -------- | -------- | -------- | -------- | -------- | -------- | -------- | -------- | -------- | --------
120 | D- BLOCK SAROJINI NAGAR | -------- | -------- | -------- | -------- | -------- | 2 | -------- | -------- | -------- | -------- | -------- | -------- | -------- | -------- | --------
121 | D.G. BLOCK PUMP HOUSE | -------- | -------- | -------- | -------- | -------- | 2 | -------- | -------- | -------- | -------- | -------- | -------- | -------- | -------- | --------
122 | EGGYPT EMB. | -------- | -------- | -------- | -------- | -------- | 2 | -------- | -------- | -------- | -------- | -------- | -------- | -------- | -------- | --------
123 | FINLAND EMB. | -------- | -------- | -------- | -------- | -------- | 2 | -------- | -------- | -------- | -------- | -------- | -------- | -------- | -------- | --------
124 | FIRE BRIGADE | -------- | -------- | -------- | -------- | -------- | 2 | -------- | -------- | -------- | -------- | -------- | -------- | -------- | -------- | --------
125 | FACTORY ROAD | -------- | -------- | -------- | -------- | -------- | 2 | -------- | -------- | -------- | -------- | -------- | -------- | -------- | -------- | --------
126 | FOOD & CRAFT BAZAR DELHI HATT | -------- | -------- | -------- | -------- | -------- | 2 | -------- | -------- | -------- | -------- | -------- | -------- | -------- | -------- | --------
127 | GHANA HIGH COMMISSION. | -------- | -------- | -------- | -------- | -------- | 2 | -------- | -------- | -------- | -------- | -------- | -------- | -------- | -------- | --------
128 | GUJRAT BHAWAN | -------- | -------- | -------- | -------- | -------- | 2 | -------- | -------- | -------- | -------- | -------- | -------- | -------- | -------- | --------
129 | HUNGRY EMB. | -------- | -------- | 2 | -------- | -------- | -------- | -------- | -------- | -------- | -------- | -------- | -------- | -------- | -------- | --------
130 | HIMACHAL SADAN | -------- | -------- | -------- | -------- | -------- | 2 | -------- | -------- | -------- | -------- | -------- | -------- | -------- | -------- | --------
131 | H- BLOCK SAROJINI NAGAR | -------- | -------- | -------- | -------- | -------- | 2 | -------- | -------- | -------- | -------- | -------- | -------- | -------- | -------- | --------
132 | I.R.C.H (AIIMS) | -------- | -------- | -------- | -------- | -------- | -------- | 2 | -------- | -------- | -------- | -------- | -------- | -------- | -------- | --------
133 | ITLY EMB. | -------- | -------- | -------- | -------- | -------- | 2 | -------- | -------- | -------- | -------- | -------- | -------- | -------- | -------- | --------
134 | INDIRA NIKETAN | -------- | -------- | -------- | -------- | -------- | 2 | -------- | -------- | -------- | -------- | -------- | -------- | -------- | -------- | --------
135 | I. BLOCK SAROJINI NAGAR | -------- | -------- | -------- | -------- | -------- | -------- | 2 | -------- | -------- | -------- | -------- | -------- | 1 | -------- | --------
136 | JAPAN EMB.(NEW) | -------- | -------- | 1 | -------- | -------- | -------- | -------- | -------- | -------- | -------- | -------- | -------- | -------- | -------- | --------
137 | J & K HOUSE | -------- | -------- | -------- | -------- | -------- | 2 | -------- | -------- | -------- | -------- | -------- | -------- | -------- | -------- | --------
138 | KIDWAI NAGAR (WEST) | -------- | -------- | -------- | -------- | -------- | 2 | -------- | -------- | -------- | -------- | -------- | -------- | -------- | -------- | --------
139 | KIDWAI NAGAR (EAST) NO-1 | -------- | -------- | -------- | -------- | -------- | 2 | -------- | -------- | -------- | -------- | -------- | -------- | -------- | -------- | --------
140 | KIDWAI NAGAR (EAST) NO-2 (Tempery) | -------- | -------- | -------- | -------- | -------- | 1 | -------- | -------- | -------- | -------- | -------- | -------- | -------- | -------- | --------
141 | K.BLOCK SAROJINI NAGAR | -------- | -------- | -------- | -------- | -------- | 2 | -------- | -------- | -------- | -------- | -------- | -------- | -------- | -------- | --------
142 | KAVENTER LANE 33/11 KV | -------- | -------- | -------- | -------- | -------- | 2 | -------- | -------- | -------- | -------- | -------- | -------- | -------- | -------- | --------
143 | KAVENTER DAIRY | -------- | -------- | -------- | -------- | -------- | 2 | -------- | -------- | -------- | -------- | -------- | -------- | -------- | -------- | --------
144 | KOREA EMB. | -------- | -------- | 2 | -------- | -------- | -------- | -------- | -------- | -------- | -------- | -------- | -------- | -------- | -------- | --------
145 | KARNATAK BHAWAN OLD | -------- | 1 | -------- | -------- | -------- | -------- | -------- | -------- | -------- | -------- | -------- | -------- | -------- | -------- | --------
146 | KARNATAK BHAWAN NEW | -------- | -------- | 1 | -------- | -------- | -------- | -------- | -------- | -------- | -------- | -------- | -------- | -------- | -------- | --------
147 | LOUNDRY BLOCK (AIIMS) | -------- | -------- | -------- | -------- | -------- | 1 | 1 | -------- | -------- | -------- | -------- | -------- | -------- | -------- | --------
148 | LAXMI BAI NAGAR NO 1 | -------- | -------- | -------- | -------- | -------- | -------- | 2 | -------- | -------- | -------- | -------- | -------- | -------- | -------- | --------
149 | LAXMI BAI NAGAR NO 2 | -------- | -------- | -------- | -------- | -------- | 3 | -------- | -------- | -------- | -------- | -------- | -------- | -------- | -------- | --------
150 | MANI PUR GUEST HOUSE | -------- | -------- | -------- | -------- | -------- | 2 | -------- | -------- | -------- | -------- | -------- | -------- | -------- | -------- | --------
151 | MOTI BAGH (WEST) | -------- | -------- | -------- | -------- | -------- | 2 | -------- | -------- | -------- | -------- | -------- | -------- | -------- | -------- | --------
152 | NATIONAL MEDICAL LIBRARY (AIIMS) | -------- | -------- | 2 | -------- | -------- | -------- | -------- | -------- | -------- | -------- | -------- | -------- | -------- | -------- | --------
153 | M.P.BHAWAN | -------- | -------- | 1 | -------- | -------- | -------- | -------- | -------- | -------- | -------- | -------- | -------- | -------- | -------- | --------
154 | MAITRYEE COLLAGE | -------- | -------- | 2 | -------- | -------- | -------- | -------- | -------- | -------- | -------- | -------- | -------- | -------- | -------- | --------
155 | M.E.S FLAT | -------- | -------- | 1 | -------- | -------- | 1 | -------- | -------- | -------- | -------- | -------- | -------- | -------- | -------- | -------- | 100
156 | MOURITIUS EMB. | -------- | -------- | 2 | -------- | -------- | -------- | -------- | -------- | -------- | -------- | -------- | -------- | -------- | -------- | --------
157 | M.E..A CHANKIYA PURI | -------- | -------- | -------- | -------- | -------- | 2 | -------- | -------- | -------- | -------- | -------- | -------- | -------- | -------- | --------
158 | NEW MALCHA MARG | -------- | -------- | -------- | -------- | -------- | 2 | -------- | -------- | -------- | -------- | -------- | -------- | -------- | -------- | --------
159 | NEWAL QTR | -------- | -------- | -------- | -------- | -------- | 2 | -------- | -------- | -------- | -------- | -------- | -------- | -------- | -------- | --------
160 | NEHRU PARK | -------- | -------- | -------- | -------- | -------- | 2 | -------- | -------- | -------- | -------- | -------- | -------- | -------- | -------- | --------
161 | NORWAY EMB. | -------- | -------- | -------- | 1 | -------- | -------- | -------- | -------- | -------- | -------- | -------- | -------- | -------- | -------- | --------
162 | NIGERIYA EMB. | -------- | -------- | 2 | -------- | -------- | -------- | -------- | -------- | -------- | -------- | -------- | -------- | -------- | -------- | --------
163 | NOROJI NAGAR | -------- | -------- | -------- | -------- | -------- | 2 | -------- | -------- | -------- | -------- | -------- | -------- | -------- | -------- | --------
164 | NETEJI NAGAR OLD | -------- | -------- | -------- | -------- | -------- | 2 | -------- | -------- | -------- | -------- | -------- | -------- | -------- | -------- | --------
165 | NETEJI NAGAR PUMP HOUSE | -------- | -------- | -------- | -------- | -------- | 2 | -------- | -------- | -------- | -------- | -------- | -------- | -------- | -------- | --------
166 | NETAJI NAGAR A- BLOCK | -------- | -------- | 1 | 1 | -------- | -------- | -------- | -------- | -------- | -------- | -------- | -------- | -------- | -------- | --------
167 | NEW MOTI BAGH NO 1 | -------- | -------- | -------- | -------- | -------- | 2 | -------- | -------- | -------- | -------- | -------- | -------- | -------- | -------- | --------
168 | NEW MOTI BAGH NO 2 | -------- | -------- | -------- | -------- | -------- | 2 | -------- | -------- | -------- | -------- | -------- | -------- | -------- | -------- | --------
169 | NEW MOTI BAGH NO 3 | -------- | -------- | -------- | -------- | -------- | 2 | -------- | -------- | -------- | -------- | -------- | -------- | -------- | -------- | --------
170 | NEW MOTI BAGH NO 4 | -------- | -------- | -------- | -------- | -------- | 2 | -------- | -------- | -------- | -------- | -------- | -------- | -------- | -------- | --------
171 | NEW MOTI BAGH NO 5 | -------- | -------- | -------- | -------- | -------- | 2 | -------- | -------- | -------- | -------- | -------- | -------- | -------- | -------- | --------
172 | NEW MOTI BAGH NO 6 | -------- | -------- | -------- | -------- | -------- | 2 | -------- | -------- | -------- | -------- | -------- | -------- | -------- | -------- | --------
173 | NEW MOTI BAGH NO 7 | -------- | -------- | -------- | -------- | -------- | 2 | -------- | -------- | -------- | -------- | -------- | -------- | -------- | -------- | --------
174 | NEW MOTI BAGH NO 8 | -------- | -------- | -------- | -------- | -------- | 2 | -------- | -------- | -------- | -------- | -------- | -------- | -------- | -------- | --------
175 | NEW MOTI BAGH NO 9 | -------- | -------- | -------- | -------- | -------- | 2 | -------- | -------- | -------- | -------- | -------- | -------- | -------- | -------- | --------
176 | NEW MOTI BAGH NO 10 | -------- | -------- | -------- | -------- | -------- | 2 | -------- | -------- | -------- | -------- | -------- | -------- | -------- | -------- | --------
177 | NEW MOTI BAGH NO 11 | -------- | -------- | -------- | -------- | -------- | -------- | -------- | 2 | -------- | -------- | -------- | -------- | -------- | -------- | --------
178 | NEW PRIVATE WARD (AIIMS) | -------- | -------- | -------- | -------- | -------- | -------- | -------- | -------- | -------- | -------- | -------- | -------- | 3 | -------- | --------
179 | NETAJI NAGER 33/11 KV | -------- | -------- | -------- | -------- | -------- | 2 | -------- | -------- | -------- | -------- | -------- | -------- | -------- | -------- | --------
180 | ORISSA BHAWAN | -------- | -------- | -------- | -------- | -------- | 2 | -------- | -------- | -------- | -------- | -------- | -------- | -------- | -------- | --------
181 | POLICE EMB. | -------- | -------- | -------- | -------- | -------- | 2 | -------- | -------- | -------- | -------- | -------- | -------- | -------- | -------- | --------
182 | POLICE SUCURITY LANE | -------- | -------- | 2 | -------- | -------- | 2 | -------- | -------- | -------- | -------- | -------- | -------- | -------- | -------- | --------
183 | 2-3 PANCH SHEEL MARG | -------- | -------- | -------- | -------- | -------- | 2 | -------- | -------- | -------- | -------- | -------- | -------- | -------- | -------- | --------
184 | PALIKA BHAWAN | -------- | -------- | -------- | -------- | -------- | 2 | -------- | -------- | -------- | -------- | -------- | -------- | -------- | -------- | --------
185 | P.C. BLOCK | -------- | -------- | -------- | -------- | -------- | 3 | -------- | -------- | -------- | -------- | -------- | -------- | -------- | -------- | --------
186 | PILLANJI VILLAGE | -------- | -------- | -------- | -------- | -------- | 2 | -------- | -------- | -------- | -------- | -------- | -------- | -------- | -------- | --------
187 | RAILWAY COMPUTER CENTER | -------- | -------- | -------- | -------- | -------- | 2 | -------- | -------- | -------- | -------- | -------- | -------- | -------- | -------- | --------
188 | RAILWAY SECTERAT BOARD | -------- | -------- | 2 | -------- | -------- | -------- | -------- | -------- | -------- | -------- | -------- | -------- | -------- | -------- | -------- | 131
189 | R.P. CENTER | -------- | -------- | -------- | -------- | -------- | 3 | -------- | -------- | -------- | -------- | -------- | -------- | -------- | -------- | --------
190 | R.K. PURAM NO 1 | -------- | -------- | -------- | -------- | -------- | 2 | -------- | -------- | -------- | -------- | -------- | -------- | -------- | -------- | --------
191 | R.K.PURAM NO 2 | -------- | -------- | -------- | -------- | -------- | 2 | -------- | -------- | -------- | -------- | -------- | -------- | -------- | -------- | --------
192 | SAMRAT HOTEL | -------- | -------- | -------- | -------- | -------- | 2 | -------- | -------- | -------- | -------- | -------- | -------- | -------- | -------- | --------
193 | SIKKIM HOUSE | -------- | -------- | -------- | -------- | -------- | 2 | -------- | -------- | -------- | -------- | -------- | -------- | -------- | -------- | --------
194 | S.P. MARG | -------- | -------- | -------- | -------- | -------- | 2 | -------- | -------- | -------- | -------- | -------- | -------- | -------- | -------- | --------
195 | SATAY SADAN | -------- | -------- | -------- | -------- | -------- | 2 | -------- | -------- | -------- | -------- | -------- | -------- | -------- | -------- | --------
196 | SINGA PUR HIGH COMMISSION. | -------- | -------- | -------- | -------- | -------- | 2 | -------- | -------- | -------- | -------- | -------- | -------- | -------- | -------- | --------
197 | NEW S.S. SATION GUEST HOUSE CH. PURI | -------- | -------- | -------- | -------- | -------- | 1 | -------- | -------- | -------- | -------- | -------- | -------- | -------- | -------- | --------
198 | SANSKIRITI SCHOOL | -------- | -------- | -------- | -------- | -------- | 2 | -------- | -------- | -------- | -------- | -------- | -------- | -------- | -------- | --------
199 | S.J. STAFF QTR NO 1 | -------- | -------- | -------- | -------- | -------- | 2 | -------- | -------- | -------- | -------- | -------- | -------- | -------- | -------- | --------
200 | S.J. STAFF QTR NO 2 | -------- | -------- | 2 | -------- | -------- | -------- | -------- | -------- | -------- | -------- | -------- | -------- | -------- | -------- | --------
201 | SHASTI NIKETEN (North West Moti Bagh) | -------- | -------- | -------- | -------- | -------- | 2 | -------- | -------- | -------- | -------- | -------- | -------- | -------- | -------- | --------
202 | S.J. FLY OVER (Temp) | -------- | -------- | 2 | -------- | -------- | -------- | -------- | -------- | -------- | -------- | -------- | -------- | -------- | -------- | --------
203 | SANJAY CAMP 33/11 KV | -------- | -------- | -------- | -------- | -------- | 2 | -------- | -------- | -------- | -------- | -------- | -------- | -------- | -------- | --------
204 | TURKEY EMB. | -------- | -------- | 2 | -------- | -------- | -------- | -------- | -------- | -------- | -------- | -------- | -------- | -------- | -------- | --------
205 | TAMIL NADU HOUSE OLD | -------- | -------- | -------- | -------- | -------- | 1 | -------- | -------- | -------- | -------- | -------- | -------- | -------- | -------- | --------
206 | TEACHING BLOCK (AIIMS) | -------- | -------- | -------- | -------- | -------- | 2 | 1 | -------- | -------- | -------- | -------- | -------- | -------- | -------- | --------
207 | U.K. HIGH COMMISSION. | -------- | -------- | -------- | -------- | -------- | 1 | -------- | -------- | -------- | -------- | -------- | -------- | -------- | -------- | --------
208 | U.P. SADAN | -------- | -------- | -------- | -------- | -------- | 2 | -------- | -------- | -------- | -------- | -------- | -------- | -------- | -------- | --------
209 | U.P. BHAWAN | -------- | -------- | -------- | -------- | -------- | 2 | -------- | -------- | -------- | -------- | -------- | -------- | -------- | -------- | --------
210 | U.A.E. EMB. | -------- | -------- | -------- | -------- | -------- | 2 | -------- | -------- | -------- | -------- | -------- | -------- | -------- | -------- | --------
211 | UTTRAKHAND BHAWAN | -------- | -------- | -------- | -------- | -------- | 1 | -------- | -------- | -------- | -------- | -------- | -------- | -------- | -------- | --------
212 | UJBEKISTAN EMB. | -------- | -------- | 2 | -------- | -------- | -------- | -------- | -------- | -------- | -------- | -------- | -------- | -------- | -------- | --------
213 | USSR TRADE BUILDING | -------- | -------- | -------- | -------- | -------- | 5 | -------- | -------- | -------- | -------- | -------- | -------- | -------- | -------- | --------
214 | VISHWA YUWAK KENDRA | -------- | -------- | 1 | -------- | -------- | -------- | -------- | -------- | -------- | -------- | -------- | -------- | -------- | -------- | --------
215 | WARD BLICK (AIIMS) | -------- | -------- | -------- | -------- | -------- | 2 | -------- | -------- | -------- | -------- | -------- | -------- | -------- | -------- | --------
216 | WTI | -------- | -------- | 2 | -------- | -------- | -------- | -------- | -------- | -------- | -------- | -------- | -------- | -------- | -------- | --------
217 | USS KIDWAI NAGER EAST | -------- | -------- | -------- | -------- | 1 | -------- | -------- | -------- | -------- | -------- | -------- | -------- | -------- | -------- | --------
218 | USS MINI MARKET LAXMAI BAI NAGER | -------- | -------- | -------- | -------- | 1 | -------- | -------- | -------- | -------- | -------- | -------- | -------- | -------- | -------- | --------
219 | USS PILLANJI VILLAGE | -------- | -------- | -------- | -------- | 1 | -------- | -------- | -------- | -------- | -------- | -------- | -------- | -------- | -------- | --------
220 | USS XY BLOCK SAROJINI NAGER | -------- | -------- | -------- | -------- | 1 | -------- | -------- | -------- | -------- | -------- | -------- | -------- | -------- | -------- | --------
221 | USS YZ BLOCK SAROJINI NAGER | -------- | -------- | -------- | -------- | 1 | -------- | -------- | -------- | -------- | -------- | -------- | -------- | -------- | -------- | --------
222 | DELHI PUBLIC LIBRURAY | -------- | -------- | -------- | -------- | 1 | -------- | -------- | -------- | -------- | -------- | -------- | -------- | -------- | -------- | --------
223 | USS SHAHEED SABHRAWAL MARG NETAJI NAGER | -------- | -------- | -------- | -------- | 1 | -------- | -------- | -------- | -------- | -------- | -------- | -------- | -------- | -------- | --------
224 | USS MADRASI CAMP MOTI BAGH | -------- | -------- | -------- | -------- | 1 | -------- | -------- | -------- | -------- | -------- | -------- | -------- | -------- | -------- | --------
225 | USS MOTI BAGH BARAT GHAR | -------- | -------- | -------- | -------- | 1 | -------- | -------- | -------- | -------- | -------- | -------- | -------- | -------- | -------- | --------
226 | USS CNG STATION MOTI BAGH | -------- | -------- | -------- | -------- | 1 | -------- | -------- | -------- | -------- | -------- | -------- | -------- | -------- | -------- | --------
|  | 2 | 1 | 89 | 6 | 17 | 276 | 15 | 2 | 0 | 0 | 1 | 0 | 13 | 0 | 0 | 422

## Transformer 33 KV
33 KV TRANSFORMER
A | B | C | D | E | F
QUANTITY
OIL TYPE
S.NO. | LOCATION | BELOW 12.5 MVA | 12.5/16 MVA | 15 MVA | 16/20 MVA
1 | 33 KV VIDYUT BHAWAN |  | 1 |  | 1
2 | 33 KV SAFDARJUNG AIRPORT |  |  |  | 2
3 | 33 KV SHAHJAHAN ROAD | 1 | 1
4 | 33 KV RACE COURSE |  |  |  | 2
5 | 33 KV AIIMS |  | 2 | 1
6 | 33 KV DALHOUSIE ROAD |  |  |  | 2
7 | 33 KV KIDWAI NAGAR |  | 1
8 | 33 KV TRAUMA CENTRE |  |  |  | 2
9 | 33 KV NEHRU PARK |  | 1 | 1
10 | 33 KV BAPU DHAM | 1 |  |  | 1
11 | 33 KV NIRMAN BHAWAN |  | 3
12 | 33 KV BAIRD LANE |  | 1 |  | 1
13 | 33 KV HANUMAN ROAD |  | 1 |  | 1
14 | 33 KV ELECTRIC LANE |  |  |  | 2
15 | 33 KV NATIONAL ARCHIVES |  |  |  | 2
16 | 33 KV TILAK MARG |  | 1 |  | 1
17 | 33 KV SCINDIA HOUSE |  |  |  | 2
18 | 33 KV CONNAUGHT PLACE |  |  |  | 3
19 | 33 KV DD B MANDI HOUSE | 1 |  |  | 1
20 | 33 KV RAJA BAZAR |  | 1 |  | 1
21 | 33 KV RAISINA ROAD |  |  |  | 2
22 | 33 KV KEVENTAR LANE |  |  |  | 2
23 | 33 KV NETATJI NAGAR |  |  |  | 3
24 | 33 KV SANJAY CAMP |  |  |  | 2
25 | 33 KV ALIGANJ JORBAG |  |  |  | 2
|  | 3 | 13 | 2 | 35 | 53
EE(E) M-33 KV AEE (M-33 KV) AEE (M-33 KV) JEE (M-33 KV)

## Transformer 66 KV
66 KV TRANSFORMER
A | B | C | D
QUANTITY
|  | 66/33 KV | 66/11 KV
S.NO. | LOCATION | 50 MVA | 20 MVA
1 | ESS SCHOOL LANE | 2 | 2
2 | ESS VIDYUT BHAWAN | 2 | 1
3 | ESS B.D. MARG | 1 | 1
4 | ESS STATE GUEST HOUSE | 0 | 1
5 | ESS BAPU DHAM | 1 | 1
|  | 6 | 6
EE (M-33 KV) AEE (M-33 KV) AEE (M-33 KV) JEE (M-33 KV)

## 33 KV Cables
33 KV CABLES
A | B | C | D | E | F | G | H | I
QUANITY
|  |  | PILCA |  |  | XLPE
S.NO. | SIZE | CORE | FROM | TO | LENGTH | FROM | TO | LENGTH
1 | 300 SQ MM | 3 |  |  |  | VIDYUT BHAWAN (N) | RACE COURSE -I | 3.19
2 | 300 SQ MM | 3 |  |  |  | VIDYUT BHAWAN (O) | RACE COURSE -II | 2.91
3 | 400 SQ MM | 3 |  |  |  | VIDYUT BHAWAN (N) | SAFDARJUNG AIRPORT-I | 3.05
4 | 400 SQ MM | 3 |  |  |  | VIDYUT BHAWAN (N) | SAFDARJUNG AIRPORT-II | 3.05
5 | 300 SQ MM | 3 | VIDYUT BHAWAN (N) | NATIONAL ARCHIVES-I | 1.94
6 | 300 SQ MM | 3 | VIDYUT BHAWAN (O) | NATIONAL ARCHIVES-II | 2.54
7 | 400 SQ MM | 3 |  |  |  | VIDYUT BHAWAN (N) | DALHOUSIE ROAD-I | 2.71
8 | 400 SQ MM | 3 |  |  |  | VIDYUT BHAWAN (O) | DALHOUSIE ROAD-II | 2.74
9 | 400 SQ MM | 3 | VIDYUT BHAWAN (O) | SCHOOL LANE | 5.03
10 | 400 SQ MM | 3 | VIDYUT BHAWAN (O) | NIRMAN BHAWAN | 0.12
11 | 400 SQ MM | 3 |  |  |  | VIDYUT BHAWAN (O) | VIDYUT BHAWAN (N) | 0.12
12 | 400 SQ MM | 3 |  |  |  | NIRMAN BHAWAN | TILAK MARG | 4
13 | 400 SQ MM | 3 |  |  |  | NEHRU PARK | RACE COURSE | 2.25
14 | 300 SQ MM | 3 |  |  |  | SCHOOL LANE | SCINDHIA HOUSE-I | 1.2
15 | 400 SQ MM | 3 |  |  |  | SCHOOL LANE | SCINDHIA HOUSE-II | 1.25
16 | 400 SQ MM | 3 |  |  |  | SCHOOL LANE | HANUMAN ROAD | 2.54
17 | 300 SQ MM | 3 | ELECTRIC LANE | HANUMAN ROAD | 3.3
18 | 400 SQ MM | 3 |  |  |  | NEHRU PARK | STATE GUSET HOUSE | 0.807
19 | 400 SQ MM | 3 |  |  |  | SCHOOL LANE | DDB MANDI HOUSE | 1.331
20 | 300 SQ MM | 3 | SHAHJAHAN ROAD | VIDYUT BHAWAN (O) | 2.4
21 | 400 SQ MM | 3 |  |  |  | STATE GUEST HOUSE | KEVENTOR DIARY | 3.707
22 | 400 SQ MM | 3 |  |  |  | STATE GUEST HOUSE | SANJAY CAMP | 2.018
23 | 400 SQ MM | 3 |  |  |  | STATE GUEST HOUSE | NETAJI NAGAR | 1.33
24 | 400 SQ MM | 3 |  |  |  | BAPU DHAM | SANJAY CAMP | 0.967
25 | 400 SQ MM | 3 |  |  |  | BAPU DHAM | KEVENTER DIARY | 2.552
26 | 400 SQ MM | 3 |  |  |  | NATIONAL ARCHIVES | RAISINA ROAD | 0.423
27 | 400 SQ MM | 3 |  |  |  | CONNAUGHT PLACE | SCHOOL LANE | 0.759
28 | 400 SQ MM | 3 |  |  |  | B.D. MARG | RAJA BAZAR | 1.782
29 | 400 SQ MM | 3 |  |  |  | B.D. MARG | BAIRD LANE | 1.703
30 | 400 SQ MM | 3 |  |  |  | 66 KV B D MARG | PARLIMMENT HOUSE ANNEXE | 1.08
31 | 400 SQ MM | 3 |  |  |  | RAISINA ROAD | PARLIMMENT HOUSE ANNEXE | 1.261
32 | 400 SQ MM | 3 |  |  |  | VIDYUT BHAWAN | ALIGANJ JORBAG | 3.202
33 | 400 SQ MM | 3 |  |  |  | BAPU DHAM | NEHRU PARK | 1.3
33 KV CABLES F: 15.33; 33 KV CABLES I: 53.232 | 68.562
EE (M-33 KV) AEE (M-33 KV) AEE (M-33 KV) JEE (M-33 KV)

## 33 kv panels
33 KV PANELS
A | B | C | D | E | F | G | H | I | J
|  | VCB/SF6 CB PANELS |  |  |  | SF6 PANELS (GIS)
S.NO. | LOCATION | WITH REMOTE | I/C | O/G | B/COUPLER-B/SECTION | WITH REMOTE | I/C | O/G | B/COUPLER-B/SECTION
1 | 33 KV VIDYUT BHAWAN |  |  |  |  | 14 | 7 | 5 | 2
2 | 66 KV VIDYUT BHAWAN (N) | 9 | 2 | 6 | 1
3 | 33 KV SAFDARJUNG AIRPORT | 6 | 2 | 3 | 1
4 | 33 KV SHAHJAHAN ROAD |  |  |  |  | 7 | 2 | 4 | 1
5 | 33 KV RACE COURSE | 7 | 2 | 4 | 1
6 | 33 KV AIIMS |  |  |  |  | 11 | 5 | 4 | 2
7 | 33 KV DALHOUSIE ROAD | 5 | 2 | 2 | 1
8 | 33 KV KIDWAI NAGAR | OUT DOOR SWITCH GEAR INSTALLED
9 | 33 KV TRAUMA CENTRE |  |  |  |  | 7 | 2 | 4 | 1
10 | 33 KV NEHRU PARK | OUT DOOR SWITCH GEAR INSTALLED
11 | 33 KV BAPU DHAM | MOCB TYPE INDOOR SWITCH GEAR INSTALLED (7 NOS. PANELS)
12 | 66 KV BAPU DHAM (N) |  |  |  |  | 7 | 2 | 4 | 1
13 | 33 KV NIRMAN BHAWAN |  |  |  |  | 13 | 4 | 7 | 2
14 | 33 KV BAIRD LANE |  |  |  |  | 8 | 4 | 2 | 2
15 | 33 KV HANUMAN ROAD | 7 | 2 | 4 | 1
16 | 33 KV ELECTRIC LANE |  |  |  |  | 7 | 2 | 4 | 1
17 | 33 KV NATIONAL ARCHIVES | 6 | 2 | 3 | 1
18 | 33 KV TILAK MARG | OUT DOOR SWITCH GEAR INSTALLED
19 | 33 KV SCINDIA HOUSE | 7 | 2 | 4 | 1
20 | 33 KV CONNAUGHT PLACE |  |  |  |  | 11 | 4 | 5 | 2
21 | 33 KV DD B MANDI HOUSE |  |  |  |  | 7 | 2 | 4 | 1
22 | 33 KV RAJA BAZAR |  |  |  |  | 7 | 2 | 4 | 1
23 | 33 KV RAISINA ROAD |  |  |  |  | 7 | 2 | 4 | 1
24 | 33 KV KEVENTAR LANE |  |  |  |  | 7 | 2 | 4 | 1
25 | 33 KV NETATJI NAGAR |  |  |  |  | 13 | 4 | 6 | 3
26 | 33 KV SANJAY CAMP |  |  |  |  | 7 | 2 | 4 | 1
27 | 33 KV ALIGANJ JORBAG | 7 | 2 | 4 | 1
28 | 33 KV B D MARG |  |  |  |  | 7 | 2 | 4 | 1
29 | 33 KV SCHOOL LANE |  |  |  |  | 15 | 3 | 9 | 3
|  | 54 | 16 | 30 | 8 | 155 | 51 | 78 | 26 | 418
| EE (M-33 KV) | AEE (M-33 KV) |  |  |  | AEE (M-33 KV) |  |  | JEE (M-33 KV)

## 66 kv cables
66 KV CABLES
A | B | C | D | E | F
QUANITY
S.NO. | SIZE | CORE | FROM | TO | LENGTH(MTR)
1 | 1000 SQ MM | SINGLE | VIDYUT BHAWAN (N) | SCHOOL LANE | 11380
2 | 1000 SQ. MM | SINGLE | STATE GUEST HOUSE | BAPU DHAM | 6676
18056
| EE (M-33 KV) | AEE (M-33 KV) |  | AEE (M-33 KV) | JEE (M-33 KV)

## 66 kv panels
66 KV PANELS
A | B | C | D | E | F | G | H | I | J
|  | VCB PANELS |  |  |  | SF6 PANELS
S.NO. | LOCATION | WITH REMOTE | I/C | O/G | B/COUPLER-B/SECTION | WITH REMOTE | I/C | O/G | B/COUPLER-B/SECTION
1 | ESS SCHOOL LANE | 0 | 0 | 0 | 0 | 9 | 4 | 4 | 1
2 | ESS VIDYUT BHAWAN | 0 | 0 | 0 | 0 | 9 | 4 | 4 | 1
3 | ESS B.D. MARG | 0 | 0 | 0 | 0 | 5 | 2 | 2 | 1
4 | ESS STATE GUEST HOUSE | 0 | 0 | 0 | 0 | 7 | 2 | 4 | 1
5 | ESS BAPU DHAM | 0 | 0 | 0 | 0 | 7 | 2 | 4 | 1
66 KV PANELS G: 37; 66 KV PANELS H: 14; 66 KV PANELS I: 18; 66 KV PANELS J: 5 | 74
| EE (E) M-33 KV |  | AEE (M-33 KV) |  |  | AEE (M-33 KV) |  |  | JEE (M-33 KV)

## 11 kv panels MS
Format -2
11KV PANELS
A | B | C | D | E | F | G | H | I | J | K | L | M | N
Quantity
S. No | Loaction | OCB Panels |  |  |  | VCB Panels |  |  |  | SF6 Panels
|  | With Remote (Yes/No) | I/C | O/G | B/Coupler B/Section | With Remote (Yes/No) | I/C | O/G | B/Coupler | With Remote (Yes/No) | I/C | O/G | B/Coupler B/Section
1 | AKBAR LANE | No | 2 | 4 | 1 | ------ | ------ | ------ | ------ | ------ | ------ | ------ | ------
2 | AURANGZEB LANE | No | ------ | ------ | ------ | No | 2 | 8 | 1 | ------ | ------ | ------ | ------
3 | 16 A - AKBAR ROAD | No | 2 | 9 | 1 | ------ | ------ | ------ | ------ | ------ | ------ | ------ | ------
4 | AURBINDO MARG | No | 2 | 10 | 1 | ------ | ------ | ------ | ------ | ------ | ------ | ------ | ------
5 | ALIGANJ NO 1 | No | 2 | 2 | ------ | ------ | ------ | ------ | ------ | ------ | ------ | ------ | ------
6 | ALIGANJ NO 2 | No | 2 | 2 | ------ | ------ | ------ | ------ | ------ | ------ | ------ | ------ | ------
7 | 11-B AURANGZEB ROAD | No | 2 | 2 | 1 | ------ | ------ | ------ | ------ | ------ | ------ | ------ | ------
8 | 2 AURANGZEB ROAD | No | 2 | 3 | ------ | ------ | ------ | ------ | ------ | ------ | ------ | ------ | ------
9 | 18 AKBAR ROAD | No | 2 | 3 | 1 | ------ | ------ | ------ | ------ | ------ | ------ | ------
10 | 32 AMRITA SHER GILL MARG | No | ------ | ------ | ------ | No | 2 | 4 | 1 | ------ | ------ | ------ | ------
12 | 44 AMRITA SHER GILL MARG | No | ------ | ------ | ------ | No | 2 | 1 | ------ | ------ | ------ | ------ | ------
13 | 6 AURANGZEB ROAD | Yes | 2 | 10 | 1 | ------ | ------ | ------ | ------ | ------ | ------ | ------ | ------
14 | AIR FORCE AKASH MESS | No | 2 | 2 | 1 | ------ | ------ | ------ | ------ | ------ | ------ | ------ | ------
15 | A BLOCK DALHOUSIE ROAD | No | 2 | 2 | ------ | ------ | ------ | ------ | ------ | ------ | ------ | ------ | ------
16 | BHARTI NAGAR | No | 2 | 10 | 1 | ------ | ------ | ------ | ------ | ------ | ------ | ------ | ------
17 | BLIND RELIEF | No | ------ | ------ | ------ | No | 2 | 1 | ------ | ------ | ------ | ------ | ------
18 | BLOCK - 30 | No | 2 | 3 | ------ | ------ | ------ | ------ | ------ | ------ | ------ | ------ | ------
19 | BAPA NAGAR | No | 2 | 3 | 1 | ------ | ------ | ------ | ------ | ------ | ------ | ------ | ------
20 | CLERIDGES HOTEL | No | ------ | ------ | ------ | No | 2 | 5 | 1 | ------ | ------ | ------ | ------
21 | CHILDREN PARK | No | ------ | ------ | ------ | No | 2 | 1 | ------ | ------ | ------ | ------ | ------
22 | C.R.S.D HANGER | No | 2 | 3 | ------ | ------ | ------ | ------ | ------ | ------ | ------ | ------ | ------
23 | CHINMAYA MISSION | No | 2 | 1 | ------ | ------ | ------ | ------ | ------ | ------ | ------ | ------ | ------
24 | C.P.W.D QTR ALIGANJ | No | ------ | ------ | ------ | No | 2 | 2 | 1 | ------ | ------ | ------ | ------
25 | DALHOUSIE ROAD | Yes | 2 | 12 | 1 | Yes | 2 | 12 | 1 | ------ | ------ | ------ | ------
|  | No | 2 | 1 | ------ | ------ | ------ | ------ | ------ | ------ | ------ | ------ | ------
26 | D.G.C.A | No | 2 | 2 | 1 | ------ | ------ | ------ | ------ | ------ | ------ | ------ | ------
27 | DELHI HIGH COURT OLD | No | 4 | 8 | 2 | ------ | ------ | ------ | ------ | ------ | ------ | ------ | ------
28 | DELHI HIGH COURT (TEM) | No | 2 | 4 | 1 | ------ | ------ | ------ | ------ | ------ | ------ | ------ | ------
29 | GOLF APARTMENT | No | 2 | 2 | ------ | ------ | ------ | ------ | ------ | ------ | ------ | ------ | ------
30 | GOLF CLUB | No | 2 | 2 | ------ | ------ | ------ | ------ | ------ | ------ | ------ | ------ | ------
31 | GOLF LINK NO 1 | No | 2 | 2 | 1 | ------ | ------ | ------ | ------ | ------ | ------ | ------ | ------
32 | GOLF LINK NO 2 | No | 2 | 2 | ------ | ------ | ------ | ------ | ------ | ------ | ------ | ------ | ------
33 | GOLF LINK NO 3 | No | 2 | 2 | ------ | ------ | ------ | ------ | ------ | ------ | ------ | ------ | ------
34 | G.BLOCK | No | 2 | 2 | 1 | ------ | ------ | ------ | ------ | ------ | ------ | ------ | ------
35 | GYEM KHANA CLUB | ------ | ------ | ------ | ------ | No | 2 | 2 | 1 | ------ | ------ | ------ | ------
36 | ISLAMIC CENTRE | No | 2 | 1 | ------ | ------ | ------ | ------ | ------ | ------ | ------ | ------ | ------
37 | I.I.C ANAXI | No | 2 | 1 | ------ | ------ | ------ | ------ | ------ | ------ | ------ | ------ | ------
38 | INTECH BUILDING | No | 2 | 1 | ------ | ------ | ------ | ------ | ------ | ------ | ------ | ------ | ------
39 | I.A.C S.J. AIR PORT | No | 2 | 5 | ------ | ------ | ------ | ------ | ------ | ------ | ------ | ------ | ------
40 | INDIRA PARAVARN BHAWAN | ------ | ------ | ------ | ------ | No | 2 | 3 | 1 | ------ | ------ | ------ | ------
41 | INDIRA GANDHI MEMORIAL TRUST | ------ | ------ | ------ | ------ | No | 2 | 1 | ------ | ------ | ------ | ------ | ------
42 | 10 JAN PATH | No | 2 | 2 | ------ | ------ | ------ | ------ | ------ | ------ | ------ | ------ | ------
43 | JOR BAGH NO 1 | No | 2 | 3 | ------ | 1 | ------ | ------ | ------ | ------ | ------ | ------ | ------
44 | JOR BAGH NO 2 | No | 2 | 2 | ------ | ------ | ------ | ------ | ------ | ------ | ------ | ------ | ------
45 | JOR BAGH NO 3 | ------ | ------ | ------ | ------ | No | 2 | 1 | ------ | ------ | ------ | ------ | ------
46 | JOR BAGH NO 4 | No | 2 | 2 | ------ | ------ | ------ | ------ | ------ | ------ | ------ | ------ | ------
47 | JOR BAGH PUMP HOUSE | No | 2 | 9 | 1 | ------ | ------ | ------ | ------ | ------ | ------ | ------ | ------
48 | 30 JANUARY LANE | ------ | ------ | ------ | ------ | No | 2 | 2 | ------ | ------ | ------ | ------ | ------
49 | 33/11 KV JOR BAGH ALIGANJ | ------ | ------ | ------ | ------ | No | 2 | 22 | 2 | ------ | ------ | ------ | ------
50 | JHAWAR LAL NEHRU BHAWAN | ------ | ------ | ------ | ------ | No | 2 | 2 | 1 | ------ | ------ | ------ | ------
51 | KASHMIR HOUSE OLD | No | 2 | 3 | 1 | ------ | ------ | ------ | ------ | ------ | ------ | ------ | ------
52 | KRISHNA MENON LANE | No | 2 | 3 | ------ | ------ | ------ | ------ | ------ | ------ | ------ | ------ | ------
53 | KAPURTHALA HOUSE | No | 2 | 1 | ------ | ------ | ------ | ------ | ------ | ------ | ------ | ------ | ------
54 | KAKA NAGAR | No | 2 | 3 | 1 | ------ | ------ | ------ | ------ | ------ | ------ | ------ | ------
55 | KOTA HOUSE | No | 2 | 2 | ------ | ------ | ------ | ------ | ------ | ------ | ------ | ------ | ------
56 | LODHI ESTATE | No | 2 | 5 | 1 | ------ | ------ | ------ | ------ | ------ | ------ | ------ | ------
57 | LODHI GARDEN | No | 2 | 2 | 1 | ------ | ------ | ------ | ------ | ------ | ------ | ------ | ------
58 | LODHI COLONEY | ------ | ------ | ------ | ------ | No | 2 | 5 | 1 | ------ | ------ | ------ | ------
59 | LODHI PLAZA | No | 2 | 5 | 1 | ------ | ------ | ------ | ------ | ------ | ------ | ------ | ------
60 | LOK NAYAK BHAWAN | ------ | ------ | ------ | ------ | No | 2 | 12 | 1 | ------ | ------ | ------ | ------
61 | MAUSAUM BHAWAN OLD | ------ | ------ | ------ | ------ | No | 2 | 3 | ------ | ------ | ------ | ------ | ------
62 | MAUSAUM BHAWAN NEW | No | 1 | 3 | ------ | No | 2 | 5 | 1 | ------ | ------ | ------ | ------
63 | NEHRU MEMORIAL | No | 2 | 3 | 1 | ------ | ------ | ------ | ------ | ------ | ------ | ------ | ------
64 | NATIONAL CEFENCE COLLEGE(NEW) | No | 2 | 3 | ------ | ------ | ------ | ------ | ------ | ------ | ------ | ------ | ------
65 | NEHRU TARA MANDAL | No | 2 | 3 | ------ | ------ | ------ | ------ | ------ | ------ | ------ | ------ | ------
65 | NATIONAL MUSEUM OLD | ------ | ------ | ------ | ------ | No | 2 | 1 | ------ | ------ | ------ | ------ | ------
66 | NIRMAN BHAWAN | No | 2 | 1 | ------ | No | 4 | 24 | 3 | Yes | 1 | 5 | ------
67 | OBRAI HOTEL | ------ | ------ | ------ | ------ | No | 2 | 2 | 1 | ------ | ------ | ------ | ------
68 | PAWAN HANS | ------ | ------ | ------ | ------ | No | 1 | 1 | ------ | ------ | ------ | ------ | ------
69 | PANDARA PARK | No | 2 | 3 | 1 | No | 2 | 3 | 1 | ------ | ------ | ------ | ------
70 | 7 PRITHIVE RAJ ROAD | No | 2 | 2 | ------ | ------ | ------ | ------ | ------ | ------ | ------ | ------ | ------
71 | 9 PRITHIVE RAJ ROAD | No | 2 | 2 | ------ | ------ | ------ | ------ | ------ | ------ | ------ | ------ | ------
72 | 10 PRITHIVE RAJ ROAD | ------ | ------ | ------ | ------ | No | 2 | 1 | ------ | ------ | ------ | ------ | ------
73 | 10 - A PRITHIVE RAJ ROAD | ------ | ------ | ------ | ------ | No | 1 | 1 | ------ | ------ | ------ | ------ | ------
74 | 23 PRITHIVE RAJ ROAD | No | 2 | 2 | ------ | ------ | ------ | ------ | ------ | ------ | ------ | ------ | ------
75 | 31 PRITHIVE RAJ ROAD | No | 2 | 2 | ------ | ------ | ------ | ------ | ------ | ------ | ------ | ------ | ------
76 | P.M.O SOUTH BLOCK | ------ | ------ | ------ | ------ | No | 2 | 2 | 1 | ------ | ------ | ------ | ------
77 | RAJIV GANDHI BHAWAN 11 KV | No | 2 | 4 | 1 | ------ | ------ | ------ | ------ | ------ | ------ | ------ | ------
78 | RACE COURSE NEW | No | 2 | 1 | ------ | Yes | 3 | 17 | 2 | ------ | ------ | ------ | ------
79 | RACE COURSE OLD | No | 2 | 5 | 1 | ------ | ------ | ------ | ------ | ------ | ------ | ------ | ------
80 | SAFDER JUNG AIR PORT 33/11 KV | ------ | ------ | ------ | ------ | Yes | 2 | 12 | 1 | ------ | ------ | ------ | ------
81 | SAFDER JUNG POST OFFICE | No | 2 | 3 | 1 | ------ | ------ | ------ | ------ | ------ | ------ | ------ | ------
82 | S/S NO 7 | ------ | ------ | ------ | ------ | Yes | 1 | 10 | 2 | Yes | 2 | 11 | 1
83 | SOUTH AVENUE | No | 2 | 2 | ------ | ------ | ------ | ------ | ------ | ------ | ------ | ------ | ------
84 | 3-4- SOUTH END LANE | No | 2 | 3 | ------ | ------ | ------ | ------ | ------ | ------ | ------ | ------ | ------
85 | TUGHLAK CRESENT | No | 2 | 3 | 1 | ------ | ------ | ------ | ------ | ------ | ------ | ------ | ------
86 | TUGHLAK LANE | ------ | ------ | ------ | ------ | No | 2 | 4 | 1 | ------ | ------ | ------ | ------
87 | TELEPHONE EXCHANGE JOR BAGH | ------ | ------ | ------ | ------ | No | 2 | 1 | ------ | ------ | ------ | ------ | ------
88 | TRANSIT HOSTEL | No | 2 | 2 | ------ | ------ | ------ | ------ | ------ | ------ | ------ | ------ | ------
89 | VAYU BHAWAN | No | 2 | 1 | ------ | No | 1 | ------ | 1 | ------ | ------ | ------ | ------
90 | VIDYUT BHAWAN | Yes | 5 | 43 | 3 | Yes | 2 | 5 | 2 | ------ | ------ | ------ | ------
|  | No | 3 | 4 | ------ | ------ | ------ | ------ | ------ | ------ | ------ | ------ | ------
91 | WORLD BANK | No | 2 | 2 | ------ | ------ | ------ | ------ | ------ | ------ | ------ | ------ | ------
92 | AKBAR BHAWAN | ------ | ------ | ------ | ------ | No | 2 | 4 | 1 | ------ | ------ | ------ | ------
93 | ASHOKA HOTEL | No | 4 | 18 | 1 | ------ | ------ | ------ | ------ | ------ | ------ | ------ | ------
94 | AUSTIRIAN EMB. | No | 2 | 1 | ------ | ------ | ------ | ------ | ------ | ------ | ------ | ------ | ------
95 | ASSAM BHAWAN | ------ | ------ | ------ | ------ | No | 2 | 1 | ------ | ------ | ------ | ------ | ------
96 | ANDMAN NIKOBAR | No | 2 | 1 | ------ | ------ | ------ | ------ | ------ | ------ | ------ | ------ | ------
97 | AFRO ACIAN | No | 2 | 2 | ------ | ------ | ------ | ------ | ------ | ------ | ------ | ------ | ------
98 | AMERICAN SCHOOL | No | 2 | 2 | ------ | ------ | ------ | ------ | ------ | ------ | ------ | ------ | ------
99 | AUSTRATIAN HIGH COMISSION | ------ | ------ | ------ | ------ | No | 2 | 5 | 1 | ------ | ------ | ------ | ------
100 | AFGANISTAN EMB. | No | 2 | 8 | 1 | ------ | ------ | ------ | ------ | ------ | ------ | ------ | ------
101 | AMERICAN EMB. | No | 2 | 6 | 1 | ------ | ------ | ------ | ------ | ------ | ------ | ------ | ------
102 | ARADHANA BUILDING | No | 2 | 3 | ------ | ------ | ------ | ------ | ------ | ------ | ------ | ------ | ------
103 | ANIMAL HOUSE | No | 1 | 1 | ------ | ------ | ------ | ------ | ------ | ------ | ------ | ------ | ------
104 | ANANANT RAM DAIRY | No | 2 | 2 | 1 | ------ | ------ | ------ | ------ | ------ | ------ | ------ | ------
105 | ANSARI NAGAR EAST | No | 2 | 3 | 1 | ------ | ------ | ------ | ------ | ------ | ------ | ------ | ------
106 | ANSARI NAGAR WEST | No | 2 | 3 | 1 | ------ | ------ | ------ | ------ | ------ | ------ | ------ | ------
107 | A.B.H MESS | No | 1 | ------ | ------ | ------ | ------ | ------ | ------ | ------ | ------ | ------ | ------
108 | AIIMS | ------ | ------ | ------ | ------ | No | 3 | 36 | 4 | ------ | ------ | ------ | ------
109 | BARDOLAI MARG | No | 2 | 8 | 1 | ------ | ------ | ------ | ------ | ------ | ------ | ------ | ------
110 | BHUTAN EMB. | ------ | ------ | ------ | ------ | ------ | ------ | ------ | ------ | No | 2 | 1 | ------
111 | BELGIUM EMB (MAIN) | ------ | ------ | ------ | ------ | No | 2 | 4 | 1 | ------ | ------ | ------ | ------
112 | BELGIUM EMB.(INSIDE) | ------ | ------ | ------ | ------ | No | 1 | 2 | ------ | ------ | ------ | ------ | ------
113 | BRITISH SCHOOL | ------ | ------ | ------ | ------ | No | 2 | 2 | 1 | ------ | ------ | ------ | ------
114 | BULGARIYA EMB. | No | 2 | 2 | ------ | ------ | ------ | ------ | ------ | ------ | ------ | ------ | ------
115 | BIHAR NIWAS | No | 2 | 2 | ------ | ------ | ------ | ------ | ------ | ------ | ------ | ------ | ------
116 | BUDDHA JAYANTI PARK | No | 1 | 1 | ------ | ------ | ------ | ------ | ------ | ------ | ------ | ------ | ------
117 | BUDDHA JAYANTI PUMP | No | 1 | ------ | ------ | ------ | ------ | ------ | ------ | ------ | ------ | ------ | ------
118 | BAPU DHAM | No | 1 | 15 | 1 | ------ | 2 | 10 | 1 | ------ | 1 | 8 | 1
|  | NO | 1 | 2 | ------ | ------ | ------ | ------ | ------ | ------ | ------ | ------ | ------
119 | BIO-TECH | No | 2 | 2 | ------ | ------ | ------ | ------ | ------ | ------ | ------ | ------ | ------
120 | B- AVENUE SAROJINI NAGAR | No | 2 | 2 | 1 | ------ | ------ | ------ | ------ | ------ | ------ | ------ | ------
121 | BOOSTER PUMP SAROJINI NAGAR | No | 2 | 2 | ------ | ------ | ------ | ------ | ------ | ------ | ------ | ------ | ------
122 | CIRCULER ROAD | No | 2 | 2 | 1 | ------ | ------ | ------ | ------ | ------ | ------ | ------ | ------
123 | CHANKYA PURI | No | 4 | 20 | 3 | ------ | ------ | ------ | ------ | ------ | ------ | ------ | ------
124 | CHHATIS GARH BHAWAN | ------ | ------ | ------ | ------ | No | 1 | 4 | 1 | ------ | ------ | ------ | ------
125 | C.P.W.D BAPU DHAM | No | 2 | 3 | ----- | ------ | ------ | ------ | ------ | ------ | ------ | ------ | ------
126 | CANCER BLOCK | No | 2 | 8 | ----- | ------ | ------ | ------ | ------ | ------ | ------ | ------ | ------
127 | C-II MOTI BAGH | No | 2 | 10 | ----- | ------ | ------ | ------ | ------ | ------ | ------ | ------ | ------
128 | C-BLOCK SAROJINI NAGAR | No | 2 | 10 | ----- | ------ | ------ | ------ | ------ | ------ | ------ | ------ | ------
129 | C.N. CENTER (AIIMS) | No | 2 | 3 | 1 | ------ | ------ | ------ | ------ | ------ | ------ | ------ | ------
130 | C.S.O.I . VINAY MARG | ------ | ------ | ------ | ------ | No | 2 | 2 | 1 | ------ | ------ | ------ | ------
131 | CHANKYA BHAWAN | ------ | ------ | ------ | ------ | No | 2 | 3 | 1 | ------ | ------ | ------ | ------
132 | CONVERGENT CENTER (AIIMS) | ------ | ------ | ------ | ------ | No | 2 | 2 | 1 | ------ | ------ | ------ | ------
133 | 2 CROSS ROAD SAROJINI NAGER | ------ | ------ | ------ | ------ | No | 3 | 7 | 2 | ------ | ------ | ------ | ------
134 | D-I VINAY MARG | No | 2 | 11 | 1 | ------ | ------ | ------ | ------ | ------ | ------ | ------ | ------
135 | D-II PUMP HOUSE | No | 2 | 2 | ------ | ------ | ------ | 1 | ------ | ------ | ------ | ------ | ------
136 | DELHI EARTH CENTER | No | 3 | 2 | ------ | ------ | ------ | ------ | ------ | ------ | ------ | ------ | ------
137 | D- BLOCK SAROJINI NAGAR | No | 2 | 2 | ------ | ------ | ------ | ------ | ------ | ------ | ------ | ------ | ------
138 | D.G. BLOCK PUMP HOUSE | No | 2 | 2 | 1 | ------ | ------ | ------ | ------ | ------ | ------ | ------ | ------
139 | EGGYPT EMB. | No | 2 | 10 | 1 | ------ | ------ | ------ | ------ | ------ | ------ | ------ | ------
140 | FINLAND EMB. | No | 2 | 2 | ------ | ------ | ------ | ------ | ------ | ------ | ------ | ------ | ------
141 | FIRE BRIGADE | No | 4 | 7 | ------ | ------ | ------ | ------ | ------ | ------ | ------ | ------ | ------
142 | FACTORY ROAD | No | 4 | 4 | 1 | ------ | ------ | ------ | ------ | ------ | ------ | ------ | ------
143 | FOOD & CRAFT BAZAR DELHI HATT | No | 2 | 2 | ------ | ------ | ------ | ------ | ------ | ------ | ------ | ------ | ------
144 | GHANA HIGH COMMISSION. | No | 1 | 3 | ------ | ------ | ------ | ------ | ------ | ------ | ------ | ------ | ------
145 | GUJRAT BHAWAN | No | 2 | 2 | 1 | ------ | ------ | ------ | ------ | ------ | ------ | ------ | ------
146 | HUNGRY EMB. | No | 2 | 2 | ------ | ------ | ------ | ------ | ------ | ------ | ------ | ------ | ------
147 | HIMACHAL SADAN | No | 2 | 1 | ------ | ------ | ------ | ------ | ------ | ------ | ------ | ------ | ------
148 | H- BLOCK SAROJINI NAGAR | No | 2 | 4 | 1 | ------ | ------ | ------ | ------ | ------ | ------ | ------ | ------
149 | I.R.C.H (AIIMS) | No | 2 | 2 | 1 | ------ | ------ | ------ | ------ | ------ | ------ | ------ | ------
150 | ITLY EMB. | No | 2 | 8 | 1 | ------ | ------ | ------ | ------ | ------ | ------ | ------ | ------
151 | INDIRA NIKETAN | No | 2 | 2 | ------ | ------ | ------ | ------ | ------ | ------ | ------ | ------ | ------
152 | I. BLOCK SAROJINI NAGAR | ------ | ------ | ------ | ------ | No | 2 | 13 | 1 | ------ | ------ | ------ | ------
153 | JAPAN EMB.(NEW) | No | 2 | 4 | ------ | ------ | ------ | ------ | ------ | ------ | ------ | ------ | ------
154 | J & K HOUSE | No | 2 | 2 | ------ | ------ | ------ | ------ | ------ | ------ | ------ | ------ | ------
155 | JAPAN EMB OLD | No | 2 | 1 | ------ | ------ | ------ | ------ | ------ | ------ | ------ | ------ | ------
156 | KIDWAI NAGAR (WEST) | No | 1 | 5 | 1 | Yes | 2 | 11 | 2 | ------ | ------ | ------ | ------
157 | KIDWAI NAGAR (EAST) NO-1 | No | 2 | 3 | 1 | ------ | ------ | ------ | ------ | ------ | ------ | ------ | ------
158 | KIDWAI NAGAR (EAST) NO-2 (Tempery) | No | 1 | 1 | ------ | ------ | ------ | ------ | ------ | ------ | ------ | ------ | ------
159 | K.BLOCK SAROJINI NAGAR | No | 2 | 3 | ------ | ------ | ------ | ------ | ------ | ------ | ------ | ------ | ------
160 | KAVENTER LANE 33/11 KV | ------ | ------ | ------ | ------ | Yes | 2 | 22 | 2 | ------ | ------ | ------ | ------
161 | KAVENTER DAIRY | No | 3 | 5 | 2 | ------ | ------ | ------ | ------ | ------ | ------ | ------ | ------
162 | KOREA EMB. | No | 2 | 2 | ------ | ------ | ------ | ------ | ------ | ------ | ------ | ------ | ------
163 | KARNATAK BHAWAN OLD | No | ------ | 1 | ------ | ------ | ------ | ------ | ------ | ------ | ------ | ------ | ------
164 | KARNATAK BHAWAN NEW | No | 2 | 1 | ------ | ------ | ------ | ------ | ------ | ------ | ------ | ------ | ------
165 | LOUNDRY BLOCK (AIIMS) | No | 2 | 3 | 1 | ------ | ------ | ------ | ------ | ------ | ------ | ------ | ------
166 | LAXMI BAI NAGAR NO 1 | ------ | ------ | ------ | ------ | No | 2 | 4 | 1 | ------ | ------ | ------ | ------
167 | LAXMI BAI NAGAR NO 2 | ------ | ------ | ------ | ------ | No | 2 | 4 | 1 | ------ | ------ | ------ | ------
168 | MANI PUR GUEST HOUSE | No | 2 | 2 | 1 | ------ | ------ | ------ | ------ | ------ | ------ | ------ | ------
169 | MOTI BAGH (WEST) | ------ | ------ | ------ | ------ | No | 3 | 3 | 1 | ------ | ------ | ------ | ------
170 | NATIONAL MEDICAL LIBRARY (AIIMS) | No | 2 | 2 | ------ | ------ | ------ | ------ | ------ | ------ | ------ | ------ | ------
171 | M.P.BHAWAN | No | 2 | 1 | ------ | ------ | ------ | ------ | ------ | ------ | ------ | ------ | ------
172 | MAITRYEE COLLAGE | No | 2 | 2 | ------ | ------ | ------ | ------ | ------ | ------ | ------ | ------ | ------
173 | M.E.S FLAT | ------ | ------ | ------ | ------ | No | 2 | 4 | 1 | ------ | ------ | ------ | ------
174 | MOURITIUS EMB. | No | 2 | 2 | ------ | ------ | ------ | ------ | ------ | ------ | ------ | ------ | ------
175 | M.E..A CHANKIYA PURI | ------ | ------ | ------ | ------ | No | 2 | 2 | 1 | ------ | ------ | ------ | ------
176 | MIZORAM HOUSE CHANKIYA PURI | ------ | ------ | ------ | ------ | No | 2 | 2 | 1 | ------ | ------ | ------ | ------
177 | NEW MALCHA MARG | No | 2 | 7 | 1 | ------ | ------ | ------ | ------ | ------ | ------ | ------ | ------
178 | NEWAL QTR | No | 2 | 3 | ------ | ------ | ------ | ------ | ------ | ------ | ------ | ------ | ------
179 | NEHRU PARK | No | 5 | 28 | ------ | ------ | ------ | ------ | ------ | ------ | ------ | ------ | ------
180 | NORWAY EMB. | No | 1 | 2 | ------ | ------ | ------ | ------ | ------ | ------ | ------ | ------ | ------
181 | NIGERIYA EMB. | No | 2 | 2 | ------ | ------ | ------ | ------ | ------ | ------ | ------ | ------ | ------
182 | NOROJI NAGAR | No | 2 | 2 | ------ | ------ | ------ | ------ | ------ | ------ | ------ | ------ | ------
183 | NETEJI NAGAR OLD | No | 2 | 3 | 1 | ------ | ------ | ------ | ------ | ------ | ------ | ------ | ------
184 | NETEJI NAGAR PUMP HOUSE | ------ | ------ | ------ | ------ | No | 2 | 2 | 1 | ------ | ------ | ------ | ------
185 | NETAJI NAGAR A- BLOCK | No | 2 | 2 | ------ | ------ | ------ | ------ | ------ | ------ | ------ | ------ | ------
186 | NEW MOTI BAGH NO 1 | ------ | ------ | ------ | ------ | No | 2 | 2 | 1 | ------ | ------ | ------ | ------
187 | NEW MOTI BAGH NO 2 | ------ | ------ | ------ | ------ | No | 2 | 3 | 1 | ------ | ------ | ------ | ------
188 | NEW MOTI BAGH NO 3 | ------ | ------ | ------ | ------ | No | 2 | 2 | 1 | ------ | ------ | ------ | ------
189 | NEW MOTI BAGH NO 4 | No | 2 | 3 | 1 | ------ | ------ | ------ | ------ | ------ | ------ | ------ | ------
190 | NEW MOTI BAGH NO 5 | ------ | ------ | ------ | ------ | No | 2 | 11 | 1 | ------ | ------ | ------ | ------
191 | NEW MOTI BAGH NO 6 | ------ | ------ | ------ | ------ | No | 2 | 3 | 1 | ------ | ------ | ------ | ------
192 | NEW MOTI BAGH NO 7 | ------ | ------ | ------ | ------ | No | 2 | 4 | 1 | ------ | ------ | ------ | ------
193 | NEW MOTI BAGH NO 8 | No | 2 | 2 | 1 | ------ | ------ | ------ | ------ | ------ | ------ | ------ | ------
194 | NEW MOTI BAGH NO 9 | No | 2 | 3 | ------ | ------ | ------ | ------ | ------ | ------ | ------ | ------ | ------
195 | NEW MOTI BAGH NO 10 | No | 2 | 10 | 1 | ------ | ------ | ------ | ------ | ------ | ------ | ------ | ------
196 | NEW MOTI BAGH NO 11 | ------ | ------ | ------ | ------ | No | 2 | 2 | 1 | ------ | ------ | ------ | ------
197 | NEW PRIVATE WARD (AIIMS) | ------ | ------ | ------ | ------ | No | 2 | 6 | 1 | ------ | ------ | ------ | ------
198 | NETAJI NAGER 33/11 KV | ------ | ------ | ------ | ------ | Yes | 3 | 33 | 3 | ------ | ------ | ------ | ------
199 | ORISSA BHAWAN | No | 2 | 3 | ------ | ------ | ------ | ------ | ------ | ------ | ------ | ------ | ------
200 | POLICE EMB. | No | 2 | 2 | ------ | ------ | ------ | ------ | ------ | ------ | ------ | ------ | ------
201 | POLICE SUCURITY LANE | No | 2 | 2 | ------ | ------ | ------ | 1 | ------ | ------ | ------ | ------ | ------
202 | 2-3 PANCH SHEEL MARG | No | 2 | 5 | ------ | ------ | ------ | ------ | ------ | ------ | ------ | ------ | ------
203 | PALIKA BHAWAN | No | 2 | 7 | ------ | ------ | ------ | ------ | ------ | ------ | ------ | ------ | ------
204 | P.C. BLOCK | No | 2 | 5 | 1 | ------ | ------ | ------ | ------ | ------ | ------ | ------ | ------
205 | PILLANJI VILLAGE | ------ | ------ | ------ | ------ | No | 2 | 3 | ------ | ------ | ------ | ------ | ------
206 | PRAVASI BHARTIYA KENDR | ------ | ------ | ------ | ------ | No | 2 | 1 | ------ | ------ | ------ | ------ | ------
207 | QATAR EMB. | No | 2 | 1 | ------ | ------ | ------ | ------ | ------ | ------ | ------ | ------ | ------
208 | RAILWAY COMPUTER CENTER | No | 3 | 9 | 1 | ------ | ------ | ------ | ------ | ------ | ------ | ------ | ------
209 | RAILWAY COLONEY | No | 2 | 1 | ------ | ------ | ------ | ------ | ------ | ------ | ------ | ------ | ------
210 | RAILWAY SECTERAT BOARD | No | 2 | 4 | ------ | ------ | ------ | ------ | ------ | ------ | ------ | ------ | ------
211 | R.P. CENTER | No | 2 | 4 | 1 | ------ | ------ | ------ | ------ | ------ | ------ | ------ | ------
212 | R.K. PURAM NO 1 | No | 2 | 2 | 1 | ------ | ------ | ------ | ------ | ------ | ------ | ------ | ------
213 | R.K.PURAM NO 2 | No | 2 | 2 | 1 | ------ | ------ | ------ | ------ | ------ | ------ | ------ | ------
214 | SAMRAT HOTEL | No | 2 | 5 | 1 | ------ | ------ | ------ | ------ | ------ | ------ | ------ | ------
215 | SIKKIM HOUSE | No | 2 | 2 | ------ | ------ | ------ | ------ | ------ | ------ | ------ | ------ | ------
216 | S.P. MARG | No | 3 | 18 | 2 | ------ | ------ | ------ | ------ | ------ | ------ | ------ | ------
217 | SATAY SADAN | No | 2 | 2 | 1 | ------ | ------ | ------ | ------ | ------ | ------ | ------ | ------
218 | SINGA PUR HIGH COMMISSION. | No | 2 | 2 | 1 | ------ | ------ | ------ | ------ | ------ | ------ | ------ | ------
219 | NEW S.S. SATION GUEST HOUSE CH. PURI | ------ | ------ | ------ | ------ | Yes | 3 | 14 | 2 | ------ | ------ | ------ | ------
220 | SANSKIRITI SCHOOL | No | 2 | 7 | 1 | ------ | ------ | ------ | ------ | ------ | ------ | ------ | ------
221 | S.J. STAFF QTR NO 1 | No | 2 | 10 | 1 | ------ | ------ | ------ | ------ | ------ | ------ | ------ | ------
222 | S.J. STAFF QTR NO 2 | No | 2 | 4 | ------ | No | 1 | 4 | ------ | ------ | ------ | ------ | ------
223 | S.J. HOUSPITAL COMPLEX | No | 2 | 9 | 1 | ------ | ------ | ------ | ------ | ------ | ------ | ------ | ------
224 | SHASTI NIKETEN (North West Moti Bagh) | No | 2 | 3 | ------ | ------ | ------ | ------ | ------ | ------ | ------ | ------ | ------
225 | S.J. FLY OVER (Temp) | No | 2 | 2 | ------ | ------ | ------ | ------ | ------ | ------ | ------ | ------ | ------
226 | SPORT INJURY CENTER | ------ | ------ | ------ | ------ | No | 2 | 2 | ------ | ------ | ------ | ------ | ------
227 | SANJAY CAMP 33/11 KV | ------ | ------ | ------ | ------ | Yes | 2 | 22 | 2 | ------ | ------ | ------ | ------
228 | TURKEY EMB. | No | 2 | 3 | ------ | ------ | ------ | ------ | ------ | ------ | ------ | ------ | ------
229 | TAMIL NADU HOUSE OLD | ------ | ------ | ------ | ------ | No | 1 | 2 | ------ | ------ | ------ | ------ | ------
230 | TAMIL NADU GUEST HOUSE NEW | No | 3 | 2 | 1 | ------ | ------ | ------ | ------ | ------ | ------ | ------ | ------
231 | TELEPHONE EXCHANGE | No | 2 | 2 | ------ | ------ | ------ | ------ | ------ | ------ | ------ | ------ | ------
232 | T.P.T COM. | No | ------ | 1 | ------ | ------ | ------ | ------ | ------ | ------ | ------ | ------ | ------
233 | TRAUMA CENTER | No | 2 | 10 | 1 | Yes | 2 | 8 | 1 | ------ | ------ | ------ | ------
234 | TEACHING BLOCK (AIIMS) | No | 2 | 8 | 1 | ------ | ------ | ------ | ------ | ------ | ------ | ------ | ------
235 | TRIPURA BHAWAN | ------ | ------ | ------ | ------ | No | 2 | 1 | ------ | ------ | ------ | ------ | ------
236 | U.K. HIGH COMMISSION. | No | 2 | 5 | 1 | ------ | ------ | ------ | ------ | ------ | ------ | ------ | ------
237 | U.P. SADAN | No | 2 | 2 | ------ | ------ | ------ | ------ | ------ | ------ | ------ | ------ | ------
238 | U.P. BHAWAN | No | 2 | 2 | ------ | ------ | ------ | ------ | ------ | ------ | ------ | ------ | ------
239 | U.A.E. EMB. | No | 2 | 8 | 1 | ------ | ------ | ------ | ------ | ------ | ------ | ------ | ------
240 | UTTRAKHAND BHAWAN | No | 2 | 1 | ------ | ------ | ------ | ------ | ------ | ------ | ------ | ------ | ------
241 | UJBEKISTAN EMB. | No | 2 | 2 | ------ | ------ | ------ | ------ | ------ | ------ | ------ | ------ | ------
242 | USSR TRADE BUILDING | No | 2 | 5 | 1 | ------ | ------ | ------ | ------ | ------ | ------ | ------ | ------
243 | VISHWA YUWAK KENDRA | No | 2 | 1 | ------ | ------ | ------ | ------ | ------ | ------ | ------ | ------ | ------
244 | WARD BLICK (AIIMS) | No | 2 | 2 | ------ | ------ | ------ | ------ | ------ | ------ | ------ | ------ | ------
245 | WTI | No | 2 | 2 | ------ | ------ | ------ | ------ | ------ | ------ | ------ | ------ | ------
246 | USS KIDWAI NAGER EAST | No | 2 | 1 | ------ | ------ | ------ | ------ | ------ | ------ | ------ | ------ | ------
247 | USS MINI MARKET LAXMAI BAI NAGER | No | 2 | 1 | ------ | ------ | ------ | ------ | ------ | ------ | ------ | ------ | ------
248 | USS PILLANJI VILLAGE | No | 2 | 1 | ------ | ------ | ------ | ------ | ------ | ------ | ------ | ------ | ------
249 | USS XY BLOCK SAROJINI NAGER | No | 2 | 1 | ------ | ------ | ------ | ------ | ------ | ------ | ------ | ------ | ------
250 | USS YZ BLOCK SAROJINI NAGER | No | 2 | 1 | ------ | ------ | ------ | ------ | ------ | ------ | ------ | ------ | ------
251 | DELHI PUBLIC LIBRURAY | No | 2 | 1 | ------ | ------ | ------ | ------ | ------ | ------ | ------ | ------ | ------
252 | USS SHAHEED SABHRAWAL MARG NETAJI NAGER | No | 2 | 1 | ------ | ------ | ------ | ------ | ------ | ------ | ------ | ------ | ------
253 | USS MADRASI CAMP MOTI BAGH | No | 2 | 1 | ------ | ------ | ------ | ------ | ------ | ------ | ------ | ------ | ------
254 | USS MOTI BAGH BARAT GHAR | No | 2 | 1 | ------ | ------ | ------ | ------ | ------ | ------ | ------ | ------ | ------
255 | USS CNG STATION MOTI BAGH | No | 2 | 1 | ------ | ------ | ------ | ------ | ------ | ------ | ------ | ------ | ------
256 | USS CHILDERN PARK | No | 2 | 1 | ------ | ------ | ------ | ------ | ------ | ------ | ------ | ------ | ------
257 | USS PRITHIVE RAJ MARKET | No | 2 | 1 | ------ | ------ | ------ | ------ | ------ | ------ | ------ | ------ | ------
258 | USS LOK NAYAK BHAWAN | No | 2 | 1 | ------ | ------ | ------ | ------ | ------ | ------ | ------ | ------ | ------
259 | USS PALIKA NIWAS | No | 2 | 1 | ------ | ------ | ------ | ------ | ------ | ------ | ------ | ------ | ------
260 | USS 26 AKBAR ROAD | No | 2 | 1 | ------ | ------ | ------ | ------ | ------ | ------ | ------ | ------ | ------
261 | USS BARAT GHAR KHAN MARKET | No | 2 | 1 | ------ | ------ | ------ | ------ | ------ | ------ | ------ | ------ | ------
|  | 0 | 405 | 755 | 83 | 0 | 150 | 450 | 71 | 0 | 6 | 25 | 2 | 1947

## 11 KV capacitor bank MS
Format -4
11KV Capacitor Bank
A | B | C | D | E
S. No | Loaction | Total Capacity of Bank in MVAR | Rating of individual Capacitor in KVAR | Total No of Capacitors
1 | NIRMAN BHAWAN (P.Tr No 1) | 5.04 MVAR | 2016 & 3024 | 1
2 | VIDYUT BHAWAN (P.Tr 66/11 KV) | 5.04 MVAR | 2016 & 3024 | 1
3 | VIDYUT BHAWAN (P.Tr NO -II) | 5.04 MVAR | 2016 & 3024 | 1
4 | RAJIV GANDHI BHAWAN (P.TR NO- I) | 5.04 MVAR | 2016 & 3024 | 1
5 | RACE COURSE NEW(P.TR NO I) | 5.04 MVAR | 2016 & 3024 | 1
6 | DALHOUSIE ROAD (P.TR NO -I) | 5.04 MVAR | 2016 & 3024 | 1
7 | NEHRU PARK (PTR NO I ) | 5.04 MVAR | 2016 & 3024 | 1
8 | BAPU DHAM (P.TR No I) | 5.04 MVAR | 2016 & 3024 | 1
9 | BAPU DHAM (P.TR No III) | 5.04 MVAR | 2016 & 3024 | 1
10 | A.I.I.M.S (P.Tr NO II) | 5.04 MVAR | 2016 & 3024 | 1
11 | KIDWAI NAGER (P.Tr No I ) | 5.04 MVAR | 2016 & 3024 | 1
12 | SHAHJAHAN ROAD | 7.2 MVAR | 1200 & 600 | 2
14 | STATE GUEST HOUSE | 7.2 MVAR | 1200 & 600 | 1
15 | BAPU DHAM | 7.2 MVAR | 1200 & 600 | 1
16 | RACE COURSE NEW | 7.2 MVAR | 1200 & 600 | 1
17 | NETAJI NAGER 33/11 KV | 7.2 MVAR | 1200 & 600 | 1
18 | TRAUMA CENTER | 5.04 MVAR | 2016 & 3024 | 1
18

## 11 KV Panels MN
Format -2
11 K.V H.T Panels in M/N Area
A | B | C | D | E | F | G | H | I | J | K | L | M | N
Quantity
|  | OCB Panels |  |  |  | VCB Panels |  |  |  | SF6 Panels
S.N | Loaction | With remote (Yes/No) | I/C | O/G | B/Coupler B/Section | With remote (Yes/No) | I/C | O/G | B/Coupler B/Section | With remote (Yes/No) | I/C | O/G | B/Coupler B/Section Bus tie
1 | S/S Royal Plaza (Ashok Yatri Nivas) | No | 1 | 3 |  | - | - | - | - | -
2 | S/S A.P Guest House | No | 2 | 6 | 1 |  | - | - | - | -
3 | S/S C.S.I.R | No | 1 | 3 |  |  | - | - | - | -
4 | S/S Chandralok Bldg | No |  |  |  |  | - | - | - | - | 2 | 4 | 1
5 | S/S Chamsford club | No | 1 |  |  | - | - | - | - | - | - | - | -
6 | S/S No. III (OLD) | No | 6 | 31 | 2 | - | - | - | - | - | - | - | -
7 | S/S No. III (New) | Yes | 2 | 10 | 1 | - | - | - | - | - | - | - | -
8 | S/S ICE factory | No | 2 | 4 | - | - | - | - | - | - | - | - | -
9 | S/Janpath Hotel | No | 1 | 3 | - |  | - |  | - | - | - | - | -
10 | S/S Jeevan Deep | No | 1 | 2 | - |  | - |  | - | - | - | - | -
11 | S/S Jeevan Vihar | No |  |  | - | 1 | 4 |  | - | - | - | - | -
12 | S/S Jeevan Tara | No | 1 | 2 | - | - |  |  | - | - | - | - | -
13 | S/S Krishi Bhawan | No |  |  | - | - | 3 | 9 | 2 | - | - | - | -
14 | S/S Sangrila Hotel | No | 2 | 8 | 1 | - | - |  |  | - | - | - | -
15 | S/S Karla House | No | 2 | 4 | 1 | - | - |  |  | - | - | - | -
16 | S/S .PT.I | No | 2 | 5 | 1 | - | - |  |  | - | - | - | -
17 | S/S 2-4 Rafi Marg | No |  |  |  | - | 2 | 6 | 1 | - | - | - | -
18 | S/S Rail Bhawan | No | 2 | 1 |  | - | - |  |  | - | - | - | -
19 | S/S Raksha Bhawan | No | 1 | 2 |  | - | - |  |  | - | - | - | -
20 | S/S National Archives (old) | Yes |  |  |  | - | 3 | 16 | 1 | - | - | - | -
21 | S/S National Archives (New) | No | 1 | 6 |  | - |  |  | - | - | - | - | -
22 | S/S Red cross | No | 1 | 6 | 1 | - | - | - | - | - | - | - | -
23 | S/S Reserve Bank | No | 1 | 2 | - | - | - | - | - | - | - | - | -
24 | S/S Shastri Bhawan | No | 4 | 8 | - | - | - | - | - | - | - | - | -
25 | S/S TRC | No | 1 | 1 | - | - | - | - | - | - | - | - | -
26 | S/S Thaper House | No | 2 | 1 | - | - | - | - | - | - | - | - | -
27 | S/S Yojna Bhawan | No | 3 | 7 | 2 | - | - | - | - | - | - | - | -
28 | S/S ST.C | No | 3 | 10 | 2 | - | - | - | - | - | - | - | -
29 | S/S I. E.N.S | No | 1 | 3 |  | - | - | - | - | - | - | - | -
30 | S/S Jawahar Bhawan | No | 2 | 8 | 1 | - | - | - | - | - | - | - | -
31 | S/S 3 R. P Road | No | 1 | 2 | - | - | - | - | - | - | - | - | -
32 | S/S Janpath Lane USS | No | - | - | - | - | 1 | 1 | - | - | - | - | -
33 | S/S B.S.N.L | No | - | - | - | - | 2 | 6 | 1 | - | - | - | -
34 | S/S 7 Raisina Road | No | - | - | - | - | 2 | 2 | 1 | - | - | - | -
35 | S/S 33/11 K.V Raisina Road | No | - | - | - | - | 2 | 20 | 2 | - | - | - | -
36 | USS Janpath Lane | No | 1 | 2 | [5 empty] | -
37 | S/S Asha Deep | No | 2 | 9 | 1 | - |  | - | - | - | - | - | -
38 | S/S Akansha | No | 2 | 2 |  | - |  | - | - | - | - | - | -
39 | S/S 1 Bhagwan Dass Road | No | 1 |  |  | - | 1 | - | - | - | - | - | -
40 | S/S 6 Bhagwan Dass Road | No | 1 | 5 |  | - | - | - | - | - | - | - | -
41 | S/S Bhawal Pur House | No | 2 | 2 |  | - | - | - | - | - | - | - | -
42 | S/S Banga Bhawan | No | 2 | 7 | 1 | - | - | - | - | - | - | - | -
43 | S/S 10 Hailey Road | No | 2 | 1 |  | - | - | - | - | - | - | - | -
44 | S/S FICCI | No | 2 | 2 |  | - | - | - | - | - | - | - | -
45 | S/S 24 Firizshah Road | No | 1 | 1 |  | - | - | - | - | - | - | - | -
46 | S/S 30 Firizshah Road | No | 2 | 2 |  | - | - | - | - | - | - | - | -
47 | S/S 22Firizshah Road | No | 1 | 3 |  | - | - | - | - | - | - | - | -
48 | S/S 28 Firizshah Road | No | 2 | 2 | 1 | - | - | - | - | - | - | - | -
49 | S/S 35 Firizshah Road | No |  |  |  | - | 1 | 2 | - | - | - | - | -
50 | S/S Haryana Bhawan | No | 2 | 2 |  | - | - | - | - | - | - | - | -
51 | S/S 1 Hailey Road | No | 2 | 2 | 1 | - | - | - | - | - | - | - | -
52 | S/S INT | No | 2 | 1 |  | - | - | - |  | - | -
53 | S/S J. Point | No | 2 | 8 | 1 | - | - | - | - | - | - | - | -
54 | S/S Lawyer Chamber | No | 2 | 2 | 1 | - | - | - | - | - | - | - | -
55 | S/S No.6 | No | 3 | 13 | 2 | - | - | - | - | - | - | - | -
56 | S/S Modern School | No | 2 | 3 | - | - | - | - | - | - | - | - | -
57 | S/S Mandi House | Yes |  | - | - | - | 2 | 24 | 4 | - | - | - | -
58 | S/S NSCI | No | 2 | - | - | - |  |  |  | - | - | - | -
59 | S/S National Stadium | No |  | - | - | - | 2 | 2 | 1 | - | - | - | -
60 | S/S Patiala House | No | 1 | 5 | 1 | - | - |  | - | - | - | - | -
61 | S/S Punjab House | No | 1 | 5 | 1 | - | - |  | - | - | - | - | -
62 | S/S Ravindra Bhawan | No | 1 | 3 | - | - | - |  | - | - | - | - | -
63 | S/S Sapru House | No | 1 | 3 | 1 | - | - |  | - | - | - | - | -
64 | S/S New Supreme Court | No | - | - | - |  | 2 | 10 | 1 | - | - | - | -
65 | S/S Sangli mess | No | 2 | 5 | 1 | - | - | - | - | - | - | - | -
66 | S/S C-II Tilak Marg | Yes | 3 | 21 | 2 | - | - | - | - | - | - | - | -
67 | S/S 22 Tilak Marg | No | 2 | 2 | - | - | - | - | - | - | - | - | -
68 | S/S T.V Center | No | 1 | 1 | - | - | - | - | - | - | - | - | -
69 | S/S Pump House | No | 2 | 11 | 1 | - | - | - | - | - | - | - | -
70 | S/S 18 Tilak Marg | No | 2 | 1 | - | - | - | - | - | - | - | - | -
71 | S/S Farid Kot House | No | 1 | 3 | - | - | - | - | - | - | - | - | -
72 | S/S 5 Hailey Road | No | 2 | 2 | - | - | - | - | - | - | - | - | -
73 | S/S 34 Firizshah Road | No | 2 | 2 | - | - | - | - | - | - | - | - | -
74 | S/S 9 Barakhamba Road | No | 2 | 2 | - | - | - | - | - | - | - | - | -
75 | S/S Nepal Embassy | No | 1 |  | - | - | - | - | - | - | - | - | -
76 | S/S Todermal Lane | No | 2 | 2 | - | - | - | - | - | - | - | - | -
77 | S/S USS Lady Irvin College | No |  |  | - |  | 1 | 2 |  | - | - | - | -
78 | S/S 22 Tilak Marg | No | 1 | 3 | - |  |  |  |  | - | - | - | -
79 | S/S White House (10 B.D.Rd) | No | 1 | 3 | 1 | - | - | - | - | - | - | - | -
80 | S/S 6 Tilak Marg | No | 2 | 2 | [5 empty] | - | - | - | -
81 | S/S Indian Coast Guard | No | - | - | - | - | 2 | 2 | 1 | - | - | - | -
82 | S/S Car Parking High Court | No | - | - | - | - | 2 | 3 | 1 | - | - | - | -
83 | S/S Raisina Road | Yes | - | - | - | - | 2 | 18 | 2 | - |  |  | 4
84 | S/S New Lawyer Chamber | No | - | - | - | - | 1 | 2 |  | -
85 | USS Lady irvin college | No | 2 | 1 | - | - | - | - | - | - | - | - | -
86 | USS College of Art (22 Tilak Marg) | No | 2 | 1 | - | - | - | - | - | - | - | - | -
87 | USS Iran Embasy | No | 2 | 1 | - | - | - | - | - | - | - | - | -
88 | Akash Deep | NO | 1
89 | ANSAL BHAWN | NO | 2 | 3
90 | ASHOKA CARPET | NO | 2 | 3
91 | ATMA RAM HOUSE | NO | 1
92 | ANTRIKSH BHAWAN | NO | 2 | 3
93 | A BLOCK | - |  |  |  | NO | 2 | 2
94 | ARUNCHAL (18 B.K. ROAD) | NO | 2 | 3
95 | AMBA DEEP | NO | 2 | 10 | 1
96 | BOMBAY LIFE BUILDING | - |  |  |  | NO | 2 | 4 | 1
97 | BHARAT HOTEL (LALIT HOTEL) | NO | 2 | 8 | 1
98 | BRITISH COUNCIL | NO | 2 | 2
99 | CAR PARKING NO.1 | - |  |  |  | NO | 2 | 6
100 | CONNAUGHT CIRCUS | NO | 2 | 2
101 | CONNAUGHT PLACE (11KV) | YES | 1 | 13 | 1 | NO | 1 | 13 | 1
102 |  | NO |  | 13
103 | CONNAUGHT PLACE (33KV) NEW BUILDING | - |  |  |  | YES | 1 | 8 | 1
104 | DCM BUILDING | NO | 2 | 4
105 | DLF BUILDING | NO | 2 | 4 | 1
106 | FCI | NO | 2 | 2
107 | GOPAL DAS BUILDING (28 BK ROAD) | NO | 2 | 4
108 | HIMALAYA HOUSE (23 KG MARG) | NO | 2 | 3 | 1
109 | HANSALYA BUILDING | NO | 2 | 7
110 | INDIAN OIL BHAWAN | NO | 2 | 4 | 1
111 | INDRA PRAKASH BUILDING | NO | 2 | 3
112 | HANDLOOM HOUSE COMPLEX JANPATH LANE |  |  |  |  | NO | 2 | 13 | 1
113 | JEEVAN BHARTI BUILDING-2 | NO | 1 | 2
114 | KANCHAN JUNGA BUILDING | NO | 2 | 11 | 1
115 | KAILASH BUILDING | NO | 2 | 8
116 | 15 KG MARG MERCENTILE HOUSE | NO | 2 | 3 | 1
117 | LIC BUILDING | NO | 2 | 2
118 | MAYUR BHAWAN | NO | 2 | 2
119 | MARINA HOTEL | NO | 2 | 3
120 | MEGA CENTRE (JEEVAN BHARTI) | NO | 2 | 6 | 1
121 | MINTO ROAD | - |  |  |  | NO | 2 | 2
122 | NIRMAL TOWER | NO | 2 | 2
123 | NEW DELHI HOUSE | NO | 2 | 3
124 | NEW PLAZA | NO | 2 | 4
125 | NAVRANG HOUSE | NO | 2 | 3
126 | OFFICE BLOCK | NO | 1 | 1
127 | BIRLA HOUSE(25 BK ROAD) | NO | 2 | 1
128 | PRAKASH DEEP BUILDIGN | NO | 2 | 2
129 | ROHIT HOUSE | NO | 1
130 | SUPER BAZAR | YES | 2 | 4 | 1
131 | SURYA KIRAN BUILDING | NO | 2 | 2
132 | SCINDIA HOUSE | YES | 2 | 12 | 1 | YES | 2 | 12 | 1
133 | SCHOOL LANE | - |  |  |  | YES | 1 | 8 | 1 | YES | 1 | 19 | 1
134 | 15-17 TOLSTOY MARG | NO | 2 | 3 | 1
135 | 13 TOLSTOY MARG (MOHAN DEV) | NO | 2 | 2
136 | VANDANA BUILDING | NO | 2 | 4 | 1
137 | VIJAY BUILDING | NO | 2 | 3
138 | PALIKA BAZAR | NO | 2 | 3 | 1 |  | 1 | 3
RR-1
139 | PSS-17 | [9 empty] | NO | 1 | 2
140 | PSS-18 | [9 empty] | NO | 1 | 2
141 | PSS-19 | [9 empty] | NO | 1 | 2
142 | PSS-20 | [9 empty] | NO | 1 | 2
143 | VCBP-13 | [9 empty] | NO | 1 | 3
144 | VCBP-14 | [9 empty] | NO | 1 | 3
RR-2
145 | PSS-1 | [9 empty] | NO | 1 | 2
146 | PSS-2 | [9 empty] | NO | 1 | 2
147 | PSS-3 | [9 empty] | NO | 1 | 2
148 | PSS-4 | [9 empty] | NO | 1 | 2
149 | VCBP-1 | [9 empty] | NO | 1 | 3
150 | VCBP-2 | [9 empty] | NO | 1 | 3
G- BLOCK CY
151 | PSS-5 | [9 empty] | NO | 1 | 2
152 | VCBP-3 | [9 empty] | NO | 1 | 3
RR-4
153 | PSS-6 | [9 empty] | NO | 1 | 2
154 | PSS-7 | [9 empty] | NO | 1 | 2
155 | VCBP-4 | [9 empty] | NO | 1 | 3
156 | VCBP-5 | [9 empty] | NO | 1 | 3
RR-5
157 | PSS-8 | [9 empty] | NO | 1 | 2
158 | PSS-9 | [9 empty] | NO | 1 | 2
159 | PSS-10 | [9 empty] | NO | 1 | 2
160 | VCBP-6 | [9 empty] | NO | 1 | 3
161 | VCBP-7 | [9 empty] | NO | 1 | 3
RR-6
162 | PSS-11 | [9 empty] | NO | 1 | 2
163 | PSS-12 | [9 empty] | NO | 1 | 2
164 | PSS-13 | [9 empty] | NO | 1 | 2
165 | PSS-14 | [9 empty] | NO | 1 | 2
166 | VCBP-8 | [9 empty] | NO | 1 | 3
167 | VCBP-9 | [9 empty] | NO | 1 | 3
168 | VCBP-10 | [9 empty] | NO | 1 | 3
M- BLOCK CY
169 | PSS-15 | [9 empty] | NO | 1 | 2
170 | VCBP-11 | [9 empty] | NO | 1 | 3
N- BLOCK CY
171 | PSS-16 | [9 empty] | NO | 1 | 2
172 | VCBP-12 | [9 empty] | NO | 1 | 3
173 | CSS1- BOMBAY LIFE BUILDING (CY) | [9 empty] | NO | 1 | 2
174 | CSS2- BOMBAY LIFE BUILDING (CY) | [9 empty] | NO | 1 | 2
175 | CSS6- MARINA HOTEL (CY) | [9 empty] | NO | 1 | 2
176 | CSS3- COMPITENT 9CY) | [9 empty] | NO | 1 | 2
177 | CSS4- COMPITENT 9CY) | [9 empty] | NO | 1 | 2
178 | CSS5- HALDI RAM (CY) | [9 empty] | NO | 1 | 2
179 | BAIRED LANE | YES | 4 | 33 | 2
180 | BANGLA SAHIB MARG (RAJA BAZAR NO.6) | NO | 1 | 3
181 | BB TANK | NO | 1 | 2
182 | BKS MARG NO.1 | NO | 2 | 8 | 2
183 | BKS MARG NO.2 | NO | 3 | 11
184 | BHAI VEER SINGH MARG | NO | 2 | 2
185 | DR. BD MARG | YES | 3 | 10
186 | CLIVE SQUARE | NO | 3 | 6
187 | CONNAUGHT HOTEL | NO | 2 | 4
188 | CEMENT GODWON | NO | 2 | 8 | 1
189 | ( BHAGAT SINGH PLACE) | NO | 2 | 3
190 | DISTRICT CENTRE | NO | 2 | 3 | 1
191 | ELECTION COMMISSION | NO | 2 | 7
192 | GOLE MARKET | NO | 2 | 5 | 1
193 | HANUNMAN ROAD (NEW) | YES | 4 | 20 | 3
194 | TALKATORA INDOOR STADIUM |  |  |  |  | NO | 2 | 5 | 1
195 | IAC | NO | 2 | 4
196 | KALI BARI MARG |  |  |  |  | NO | 2 | 3
197 | KALAWATI SARAN HOSPITAL | NO | 1 | 2
198 | LADY HARDING HOSPITAL | NO | 2 | 2 | 1
199 | JAI SINGH ROAD | NO | 2 | 3
200 | MP FLAT OLD | NO | 2 | 4
201 | MP FLATS NEW | NO | 1 | 3
202 | MP FLATS (M.S) MULTI STORY BUILDING | NO |  | 2 |  | NO | 2 | 2 | 1
203 | MOHAN SINGH PLACE | NO | 2 | 5 | 1
204 | MEGHDOOT BHAWAN | NO | 1 | 3
205 | PALIKA PLACE | NO | 1 | 5
206 | PARK STREET |  |  |  |  | NO | 1 | 4
207 | POLICE WIRELESS (CPRTI) | NO | 1 | 2
208 | 85 BLOCK (PK ROAD) | NO | 1 | 3
209 | PESHWA ROAD | NO | 2 | 8 | 1
210 | PALIKA KENDRA | NO | 4 | 18
211 | PARLIAMENT LIBRARY | NO | 2 | 5
212 | RAVINDER RANG SHALA | NO | 1 | 1
213 | RAVINDER RANG SHALA (LINK HOUSE) | NO | 1 | 2
214 | SANITORY STORE | NO | 2 | 6 | 1
215 | SCINDIA ROAD | NO | 2 | 4
216 | SWIMMING POOL | NO | 2 | 3 | 1
217 | STATE EMPORIUM |  |  |  |  | NO | 2 | 4 | 1
218 | SUNAIR HOTEL | NO | 1 | 2
219 | SHIVAJI STADIUM (NEW) |  |  |  |  | NO | 2 | 7
220 | SWATI | NO | 1 | 2
221 | SAHID BHAGAT SINGH MARG NO.6 | NO | 1 | 5
222 | UDYAN MARG | NO | 2 | 4
223 | NEW EMERGENCY BLOCK RML |  |  |  |  | NO | 2 | 2 | 1
224 | YMCA | NO | 2 | 7
225 | YWCA | NO | 1 | 2
226 | STAFF QUARTER (METERING ROOM) LHMC | NO |  | 1 |  | NO | 2 | 2 | 1
227 | GURUDWARA BANGLA SAHIB |  |  |  |  | NO | 2 | 1
228 | P.S. MANDIR MARG |  |  |  |  | NO | 2 | 1
229 | RAJA BAZAR 33 KV (NEW) |  |  |  |  | YES | 2 | 24
230 | NDCC PHASE-II | [8 empty] | NO | 3 | 9 | 1
231 | HANUMAN ROAD (OLD) | NO | 1 | 5
232 | BSNL |  |  |  |  | NO | 2 | 2 | 1
233 | HAVLOC SQUARE | NO | 2 | 3
234 | SHIVAJI STADIUM | NO | 1 | 5
|  | 0 | 280 | 709 | 58 | 0 | 74 | 253 | 30 | 0 | 6 | 72 | 101 | 1583
EE (M/N) AEE (M/N) JEE (M/N-I) JEE (M/N-II)

## 11 KV capacitor bank MN
Format -4
11 K.V Capacitor Bank in M/N Area
A | B | C | D | E
S.No | Location | Total Capacity of Bank in MVAR | Rating of indivisual capicitor in KVAR | Total No. of Capacitor bank
1 | S/S No. III (Old) (Pr Tr. No. I) | 5.04 MVAR | 2016 & 3024 | 1
2 | S/S Tilak Marg (Pr. Tr. No. II) | 5.04 MVAR | 2016 & 3024 | 1
3 | S/S Mandi House (Pr. Tr.No. I & II) | 7.2 MAVR each | 1200 & 600 | 2
4 | S/S Raisina Road ( Pr. Tr. No. I & II) | 7.2 MVAR each | 1200 & 600 | 2
5 | S/S N.A.I old ( Pr. Tr. No. II) | 7.2 MVAR | 1200 & 600 | 1
6 | Connaught Place (P.TR No I) | 5.04 MVAR | 2016 & 3024 | 1
7 | Connaught Place (P.TR No II) | 5.04 MVAR | 2016 & 3024 | 1
8 | School Lane (P.TR No 66/11 KV) | 5.04 MVAR | 2016 & 3024 | 1
9 | School Lane APFC | 7.2 MVAR | 2016 & 3024 | 1
10 | Scindia House (P.TR No 33/11 KV) | 5.04 MVAR | 2016 & 3024 | 1
11 | Scindia House APFC | 7.2 MVAR | 2016 & 3024 | 1
12 | Baird Lane (P.TR No I) | 5.04 MVAR | 2016 & 3024 | 1
13 | Baird Lane (P.TR No II) | 5.04 MVAR | 2016 & 3024 | 1
14 | Hanuman Road (P.TR No 33/11 KV) | 5.04 MVAR | 2016 & 3024 | 1
15 | Hanuman Road APFC | 7.2 MVAR | 2016 & 3024 | 1
16 | Raja Baza 33/11 KV (P.TR No I) | 5.04 MVAR | 2016 & 3024 | 1
17 | Raja Baza 33/11 KV (P.TR No II) | 5.04 MVAR | 2016 & 3024 | 1
18 | BD Marg (APFC)(P.TR No 33/11 KV ) | 7.2 MVAR | 2016 & 3024 | 1
20
EE (M/N) AEE (M/N) JEE (M/N-I) JEE (M/N-II)

## 11kV MN Cables sorted
Cable size in sqmm/3 C | Year of laying | Lenth of cable (Meter) | Pilca/XLPE
1 | 2014 | 479 | XLPE
1 | - | - | ALL READY FEEDED
70 | 1968 | 1500 | Pilca
70 | 1998 | 50 | XLPE
70 | 1970 | 325 | PILCA
70 | 1971 | 380 | PILCA
70 | 1970 | 502 | PILCA
70 | 1980 | 300 | PILCA
70 | - |  | ALL READY FEEDED
70 | 1970 | 130 | PILCA
70 | 1987 | 250 | PILCA
70 | 1974 | 670 | PILCA
70 | 1971 | 50 | PILCA
70 | 1971 | 380 | PILCA
70 | 1971 | 50 | PILCA
70 | 1978 | 40 | PILCA
70 | 1978 | 40 | PILCA
70 | 1978 | 45 | PILCA
70 | - | - | ALL READY FEEDED
70 | 1970 | 220 | PILCA
70 | 1975 | 100 | PILCA
70 | 1977 | 30 | PILCA
70 | 1977 | 40 | PILCA
70 | 1977 | 40 | PILCA
70 | 1970 | 55 | PILCA
70 | 1987 | 40 | PILCA
70 | 1987 | 40 | PILCA
70 | 1987 | 40 | PILCA
70 | 1987 | 40 | PILCA
70 | 1987 | 40 | PILCA
70 | 1977 | 475 | PILCA
70 | 1977 | 325 | PILCA
70 | 1977 | 20 | PILCA
70 | 1977 | 25 | PILCA
70 | 1975 | 30 | PILCA
70 | 1975 | 30 | PILCA
70 | - | - | ALL READY FEEDED
70 | 1988 | 15 | XLPE
70 | 1987 | 30 | PILCA
70 | 1987 | 40 | PILCA
70 | 1998 | 40 | XLPE
70 | - | - | ALL READY FEEDED
70 | - | - | ALL READY FEEDED
70 | 2001 | 40 | XLPE
70 | 1973 | 40 | PILCA
70 | 1988 | 40 | XLPE
70 | 1988 | 30 | XLPE
70 | 1988 | 35 | XLPE
70 | 1962 | 30 | PILCA
70 | 1976 | 250 | PILCA
70 | 1971 | 50 | PILCA
70 | 1971 | 30 | PILCA
70 | 1988 | 40 | XLPE
70 | 1988 | 40 | XLPE
70 | 1981 | 40 | PILCA
70 | 1981 | 40 | PILCA
70 | 1980 | 30 | PILCA
70 | 1980 | 40 | PILCA
70 | 1978 | 20 | PILCA
70 | 1978 | 30 | PILCA
70 | 1956 | 390 | PILCA
70 | 1966 | 940 | PILCA
70 | 2008 | 30 | XLPE
70 | 2008 | 30 | XLPE
70 | 1967 | 312 | PILCA
70 | - | - | ALL READY FEEDED
70 | 1978 | 30 | PILCA
70 | 1978 | 30 | PILCA
70 | 1991 | 20 | PILCA
70 | 2004 | 30 | XLPE
70 | 2004 | 20 | XLPE
70 | 1995 | 30
70 | 1991 | 30 | XLPE
70 | 1991 | 20 | XLPE
120 | 1965 | 2097
120 | 1968 | 400 | Pilca
120 | 1960 | 272 | Pilca
120 | 1997 | 15 | Pilca
120 | 1997 | 693 | XLPE
120 | 1965 | 900 | Pilca
150 | 41334 | 749 | XLPE
150 | 1968 | 1348 | Pilca
150 | 2014 | 25 | XLPE
150 | 1995 | 35 | PILCA
150 | 1995 | 35 | PILCA
150 | 1995 | 30 | PILCA
150 | 1995 | 25 | XLPE
150 | 1993 | 20 | PILCA
150 | 2016 | 26 | XLPE
150 | 1972 | 410 | PILCA
150 | 1990 | 60 | PILCA
150 | 1990 | 60 | PILCA
150 | 1990 | 40 | PILCA
150 | 1978 | 40 | PILCA
150 | 2014 | 35 | XLPE
150 | 1975 | 378 | PILCA
150 | 1971 | 1325 | PILCA
150 | 1978 | 520 | PILCA
150 | 2012 | 23 | XLPE
150 | 2012 | 21 | XLPE
150 | 2014 | 250 | XLPE
150 | 1971 | 40 | PILCA
150 | 1971 | 35 | PILCA
150 | 1971 | 45 | PILCA
150 | 1980 | 300 | PILCA
150 | 2014 | 30 | XLPE
150 | 1991 | 40 | PILCA
150 | 1991 | 40 | PILCA
150 | 1991 | 40 | PILCA
150 | 1987 | 500 | PILCA
150 | 1977 | 40 | PILCA
150 | 1977 | 40 | PILCA
150 | 1977 | 45 | PILCA
150 | 1990 | 50 | XLPE
150 | 1990 | 40 | XLPE
150 | 1990 | 45 | XLPE
150 | 2004 | 40 | XLPE
150 | 2004 | 40 | XLPE
150 | 1988 | 60 | XLPE
150 | 1988 | 50 | XLPE
150 | 1988 | 70 | XLPE
150 | 1992 | 26 | XLPE
150 | 1992 | 30 | XLPE
150 | 1992 | 24 | XLPE
150 | - | 0 | ESS NO. 3
150 | 1992 | 550 | XLPE
150 | - | 0 | ESS NO. 3
150 | 1990 | 40 | XLPE
150 | 1990 | 40 | XLPE
150 | 1987 | 50 | PILCA
150 | 1987 | 70 | PILCA
150 | 1987 | 60 | PILCA
150 | 1987 | 70 | PILCA
150 | 1987 | 70 | PILCA
150 | 1987 | 60 | PILCA
150 | 1952 | 40 | PILCA
150 | 1952 | 30 | PILCA
150 | 1983 | 30 | PILCA
150 | 1983 | 20 | PILCA
150 | 1983 | 30 | PILCA
150 | 2004 | 17 | XLPE
150 | 2004 | 20 | XLPE
150 | 1990 | 40 | XLPE
150 | 1990 | 35 | XLPE
150 | 1990 | 30 | XLPE
150 | 1992 | 10 | XLPE
150 | 1992 | 20 | XLPE
150 | 1992 | 35 | XLPE
150 | 1992 | 30 | XLPE
150 | 1992 | 30 | XLPE
150 | 1992 | 30 | XLPE
150 | 1992 | 30 | XLPE
150 | 1992 | 40 | XLPE
150 | 1976 | 30 | PILCA
150 | 1976 | 35 | PILCA
150 | 1976 | 30 | PILCA
150 | 1998 | 40 | XLPE
150 | 1998 | 45 | XLPE
150 | 1988 | 40 | XLPE
150 | 1988 | 40 | XLPE
150 | 1988 | 42 | XLPE
150 | 1993 | 627 | XLPE
150 | 1992 | 33 | XLPE
150 | 2005 | 229 | XLPE
150 | 1991 | 28 | XLPE
150 | 1991 | 19 | XLPE
150 | 1991 | 18 | XLPE
150 | 1970 | 40 | PILCA
150 | 2001 | 28 | XLPE
150 | 2001 | 28 | XLPE
150 | 1983 | 40 | PILCA
150 | 1983 | 30 | PILCA
150 | 1992 | 20 | XLPE
150 | 2004 | 44 | XLPE
150 | 1992 | 20 | XLPE
150 | 2004 | 47 | XLPE
150 | 2003 | 635 | XLPE
150 | 2004 | 30 | XLPE
150 | 2004 | 35 | XLPE
150 | 2004 | 30 | XLPE
150 | 1995 | 95 | XLPE
150 | 2005 | 229 | XLPE
150 | 1995 | 100 | XLPE
150 | - | - | ALL READY FEEDED
150 | 1987 | 700 | PILCA
150 | 1987 | 750 | PILCA
150 | 1998 | 30 | XLPE
150 | 2002 | 40 | XLPE
150 | 2002 | 40 | XLPE
150 | 1988 | 40 | XLPE
150 | 1988 | 60 | XLPE
150 | 1988 | 45 | XLPE
150 | 1988 | 40 | XLPE
150 | 1988 | 40 | XLPE
150 | 1973 | 35 | PILCA
150 | 1998 | 781 | XLPE
150 | 1998 | 30 | XLPE
150 | 1998 | 30 | XLPE
150 | 1998 | 35 | XLPE
150 | 1998 | 30 | XLPE
150 | 2004 | 20 | XLPE
150 | 2004 | 22 | XLPE
150 | 1982 | 40 | PILCA
150 | 1982 | 40 | PILCA
150 | 1982 | 525 | PILCA
150 | 1981 | 510 | PILCA
150 | 1985 | 730 | PILCA
150 | 2012 | 23 | XLPE
150 | 2012 | 21 | XLPE
150 | 2012 | 150 | XLPE
150 | 1970 | 205 | PILCA
150 | 1977 | 380 | PILCA
150 | 2012 | 28 | XLPE
150 | 2012 | 24 | XLPE
150 | 1962 | 535 | PILCA
150 | 2005 | 594 | XLPE
150 | 2004 | 20 | XLPE
150 | 2004 | 22 | XLPE
150 | 2004 | 278 | XLPE
150 | 2007 | 509 | XLPE
150 | 1993 | 287 | XLPE
150 | 1998 | 30 | XLPE
150 | 1998 | 30 | XLPE
150 | 2012 | 1501 | XLPE
150 | 1998 | 30 | XLPE
150 | 1998 | 40 | XLPE
150 | 1998 | 40 | XLPE
150 | 1971 | 130 | PILCA
150 | 1972 | 180 | PILCA
150 | 2010 | 594 | XLPE
150 | 2012 | 43 | XLPE
150 | 2012 | 36 | XLPE
150 | 1990 | 925 | XLPE
150 | 1992 | 621 | XLPE
150 | 2003 | 20 | XLPE
150 | 2003 | 20 | XLPE
150 | 2003 | 220 | XLPE
150 | - | - | ALL READY FEEDED
150 | 1988 | 30 | XLPE
150 | 1988 | 30 | XLPE
150 | 1988 | 160 | XLPE
150 | 2002 | 150 | XLPE
150 | - | - | ALL READY FEEDED
150 | 1970 | 40 | PILCA
150 | 1984 | 30 | PILCA
150 | 1984 | 30 | PILCA
150 | - | - | ALL READY FEEDED
150 | 2005 | 20 | XLPE
150 | 2005 | 781 | XLPE
150 | 2008 | 40 | XLPE
150 | 2008 | 40 | XLPE
150 | 2008 | 45 | XLPE
150 | 2008 | 45 | XLPE
150 | 2008 | 45 | XLPE
150 | 1970 | 280 | pILCA
150 | 1980 | 975 | pILCA
150 | 2012 | 32 | XLPE
150 | 2012 | 37 | XLPE
150 | 1969 | 470 | PILCA
150 | 2004 | 40 | XLPE
150 | 2004 | 40 | XLPE
150 | 2004 | 50 | XLPE
150 | 2004 | 50 | XLPE
150 | 1988 | 30 | XLPE
150 | 1988 | 25 | XLPE
150 | 1986 | 500 | PILCA
150 | 1992 | 1029 | XLPE
150 | 1993 | 437 | XLPE
150 | - | - | ALL READY FEEDED
150 | - | - | ALL READY FEEDED
150 | 1978 | 20 | PILCA
150 | 1978 | 30 | PILCA
150 | 1962 | 150 | PILCA
150 | 1985 | 350 | pILCA
150 | - | - | ALL READY FEEDED
150 | - | - | ALL READY FEEDED
150 | 1958 | 680 | PILCA
150 | 1965 | 30 | PILCA
150 | 1965 | 20 | PILCA
150 | - | - | ALL READY FEEDED
150 | 1991 | 380 | PILCA
150 | 2012 | 17 | XLPE
150 | 2012 | 15 | XLPE
150 | 1985 | 241 | XLPE
150 | 2010 | 30 | XLPE
150 | 2010 | 25 | XLPE
150 | 2010 | 20 | XLPE
150 | 2010 | 30 | XLPE
150 | 2009 | 30 | XLPE
150 | 2009 | 30 | XLPE
150 | 1998 | 30 | XLPE
150 | 1998 | 30 | XLPE
150 | - | - | ALL READY FEEDED
150 | 2013 | 14 | XLPE
150 | 2013 | 22 | XLPE
150 | 2004 | 399 | XLPE
150 | 1995 | 200 | XLPE
150 | 2004 | 400 | XLPE
150 | - | - | ALL READY FEEDED
150 | - | - | ALL READY FEEDED
150 | - | - | ALL READY FEEDED
240 | 2005 | 80 | XLPE
240 | 1980 | 1250 | PILCA
240 | 1980 | 1150 | PILCA
300 | 1983 | 709 | Pilca
300 | 1972 | 120 | Pilca
300 | 1972 | 120 | Pilca
300 | 1970 | 370 | Pilca
300 | 41334 | 1248 | XLPE
300 | 1977 | 2500 | pilca
300 | 1968 | 200 | Pilca
300 | 2007 | 1607 | Pilca
300 | 2006 | 693 | XLPE
300 | 1976 | 1132 | Pilca
300 | 1978 | 780 | Pilca
300 | 1982 | 800 | Pilca
300 | 1990 | 958 | Pilca
300 | 1965 | 30 | Pilca
300 | 1975 | 32 | XLPE
300 | 1982 | 9 | Pilca
300 | 1990 | 2500 | XLPE
300 | 1989 | 900 | Pilca
300 | 1989 | 1673 | Pilca
300 | 1988 | 1436 | Pilca
300 | 1972 | 1120 | Pilca
300 | 1972 | 120 | Pilca
300 | 1972 | 975 | Pilca
300 | 1972 | 1129 | Pilca
300 | 1972 | 1204 | Pilca
300 | 1977 | 2280 | Pilca
300 | 1970 | 2250 | Pilca
300 | 1993 | 385 | Pilca
300 | 1988 | 1020 | Pilca
300 | 1988 | 960 | Pilca
300 | 1988 | 965 | Pilca
300 | 1988 | 1080 | Pilca
300 | 1971 | 309 | Pilca
300 | 2006 | 995 | Pilca
300 | 1978 | 505 | Pilca
300 | 1978 | 35 | Pilca
300 | 1980 | 365 | Pilca
300 | 2010 | 910 | XLPE
300 | 1989 | 238 | Pilca
300 | 1970 | 360 | Pilca
300 | 2009 | 1080 | XLPE
300 | 1972 | 1101 | Pilca
300 | 2000 | 731 | XLPE
300 | 1999 | 2850 | XLPE
300 | 2010 | 244 | XLPE
300 | 2008 | 1648 | Pilcca
300 | 2000 | 1651 | XLPE
300 | 2002 | 18 | XLPE
300 | 1982 | 105 | Pilca
300 | 1982 | 600 | Pilca
300 | 2004 | 920 | XLPE
300 | 1982 | 2275 | Pilca
300 | 1982 | 2297 | Pilca
300 | 1982 | 129 | Pilca
300 | 1982 | 39 | Pilca
300 | 1969 | 48 | Pilca
300 | 1982 | 436 | Pilca
300 | 1972 | 517 | Pilca
300 | 1991 | 31 | Pilca
300 | 1992 | 215.5 | Pilca
300 | 1992 | 166 | Pilca
300 | 1992 | 203 | Pilca
300 | 1992 | 287 | Pilca
300 | 1999 | 1079 | XLPE
300 | 1992 | 48 | Pilca
300 | 1977 | 85 | Pilca
300 | 1984 | 1815 | Pilca
300 | 1999 | 293 | XLPE
300 | 1999 | 305 | XLPE
300 | 2003 | 1427 | XLPE
300 | 2003 | 12 | Pilca
300 | 1982 | 648 | XLPE
300 | 1984 | 20 | Pilca
300 | 1990 | 40 | Pilca
300 | 1984 | 2192 | Pilca
300 | 1985 | 2660 | Pilca
300 | 1976 | 80 | Pilca
300 | 1994 | 300 | Pilca
300 | 1982 | 2598 | Pilca
300 | 2004 | 205 | Pilca
300 | 1982 | 1517 | Pilca
300 | 2001 | 640 | XLPE
300 | 2004 | 452 | XLPE
300 | 1995 | 15 | XLPE
300 | 2014 | 15 | XLPE
300 | 1995 | 30 | XLPE
300 | 1995 | 20 | XLPE
300 | 2010 | 140 | XLPE
300 | 2014 | 20 | XLPE
300 | 1995 | 30 | XLPE
300 | 1987 | 600 | XLPE
300 | 2002 | 747 | XLPE
300 | 2005 | 694 | XLPE
300 | 1993 | 600 | XLPE
300 | 2001 | 544 | XLPE
300 | 2001 | 1065 | XLPE
300 | 1993 | 106 | XLPE
300 | 2002 | 747 | XLPE
300 | - | 0 | ESS NO. 3
300 | - | 0 | ESS NO. 3
300 | 1990 | 820 | ESS NO. 3
300 | 1975 | 299 | PILCA
300 | 1976 | 575 | PILCA
300 | 1995 | 545 | XLPE
300 | - | 0 | ESS NO. 3
300 | 1993 | 817 | PILCA
300 | 2014 | 80 | XLPE
300 | 1982 | 1250 | PILCA
300 | 1981 | 1850 | PILCA
300 | 1993 | 2627 | XLPE
300 | 2008 | 2312 | XLPE
300 | 1984 | 1815 | PILCA
300 | 1980 | 1050 | PILCA
300 | 1982 | 60 | PILCA
300 | 1982 | 1263 | PILCA
300 | 1982 | 70 | PILCA
300 | 2003 | 1027 | XLPE
300 | 2008 | 365 | XLPE
300 | 2008 | 373 | XLPE
300 | 2001 | 2060 | XLPE
300 | 1998 | 348 | XLPE
300 | 2007 | 1377 | XLPE
300 | 2007 | 1540 | XLPE
300 | 2007 | 1144 | XLPE
300 | 1983 | 1690 | PILCA
300 | 2011 | 500 | XLPE
300 | 1976 | 254 | PILCA
300 | 1990 | 120 | PILCA
300 | - | 0 | ALL READY FEEDED
300 | 1977 | 219 | PILCA
300 | 1995 | 384 | XLPE
300 | - | - | ALL READY FEEDED
300 | 1992 | 410 | XLPE
300 | 1987 | 1300 | PILCA
300 | - | - | ALL READY FEEDED
300 | - | - | ALL READY FEEDED
300 | - | - | ALL READY FEEDED
300 | 1952 | 375 | PILCA
300 | - | - | ESS NO. 3
300 | - | - | ALL READY FEEDED
300 | 1976 | 180 | PILCA
300 | - | - | ESS NO. 3
300 | 1993 | 150 | PILCA
300 | 1975 | 187 | PILCA
300 | - | - | ESS NO. 3
300 | - | - | ALL READY FEEDED
300 | - | - | ALL READY FEEDED
300 | 1991 | 277 | XLPE
300 | - | - | ALL READY FEEDED
300 | 2001 | 55 | XLPE
300 | - | - | ESS NO. 3
300 | - | - | ALL READY FEEDED
300 | - | - | ESS NO. 3
300 | 1975 | 187 | PILCA
300 | 1976 | 219 | PILCA
300 | - | - | ALL READY FEEDED
300 | - | - | ALL READY FEEDED
300 | - | - | ALL READY FEEDED
300 | - | - | ESS NO. 3
300 | - | - | ALL READY FEEDED
300 | 1998 | 695 | XLPE
300 | 2012 | 460 | XLPE
300 | - | - | ALL READY FEEDED
300 | 2004 | 245 | XLPE
300 | 1989 | 25 | XLPE
300 | 2001 | 1092 | XLPE
300 | 1982 | 910 | PILCA
300 | - | - | ALL READY FEEDED
300 | 2004 | 252 | XLPE
300 | 2004 | 602 | XLPE
300 | - | - | ALL READY FEEDED
300 | 1982 | 1215 | PILCA
300 | 1982 | 150 | PILCA
300 | 1980 | 650 | PILCA
300 | 1957 | 310 | PILCA
300 | - | - | ALL READY FEEDED
300 | - | - | ALL READY FEEDED
300 | 1970 | 400 | PILCA
300 | - | - | ALL READY FEEDED
300 | 2004 | 304 | XLPE
300 | - | - | ALL READY FEEDED
300 | - | - | ALL READY FEEDED
300 | - | - | ALL READY FEEDED
300 | 2008 | 80 | XLPE
300 | 2008 | 90 | XLPE
300 | 2008 | 90 | XLPE
300 | 1972 | 150 | PILCA
300 | 1978 | 40 | PILCA
300 | 1985 | 780 | PILCA
300 | 1993 | 580 | XLPE
300 | 1980 | 30 | PILCA
300 | - | - | ALL READY FEEDED
300 | - | - | ESS NO. 3
300 | 1986 | 280
300 | - | - | ALL READY FEEDED
300 | - | - | ALL READY FEEDED
300 | - | - | ALL READY FEEDED
300 | 1976 | 430 | PILCA
300 | - | - | ALL READY FEEDED
300 | - | - | ALL READY FEEDED
300 | 2010 | 150 | XLPE
300 | - | - | ALL READY FEEDED
300 | 1998 | 900 | XLPE
300 | 1998 | 20 | XLPE
300 | - | - | ALL READY FEEDED
300 | - | - | ESS NO. 3
300 | - | - | ALL READY FEEDED
400 | 41030 | 2512 | Pilca
400 | 2004 | 456 | XLPE
400 | 2014 | 863 | XLPE
400 | 2014 | 490 | XLPE
400 | 2002 | 831 | XLPE
400 | 2004 | 585 | XLPE
400 | 2009 | 600 | XLPE
400 | 2013 | 600 | XLPE
400 | 2013 | 0 | ALL READY FEEDED
400 | 2013 | 0 | ALL READY FEEDED
400 | 2013 | 0 | ALL READY FEEDED
400 | 2011 | 304 | XLPE
400 | 2014 | 803 | XLPE
400 | 2013 | 0 | ALL READY FEEDED
400 | 2013 | 0 | ALL READY FEEDED
400 | 2013 | 0 | ALL READY FEEDED
400 | 2013 | 0 | ALL READY FEEDED
400 | 2013 | 0 | ALL READY FEEDED
400 | 2013 | 0 | ALL READY FEEDED
400 | 2013 | 950 | XLPE
400 | 2014 | 900 | XLPE
400 | 2006 | 150 | XLPE
400 | 1992 | 765 | XLPE
400 | 1999 | 250 | XLPE
400 | 2004 | 718 | XLPE
400 | 2013 | 0 | ALL READY FEEDED
400 | 2002 | 77 | XLPE
400 | 1993 | 78 | XLPE
400 | 2002 | 77 | XLPE
400 | 2009 | 1900 | XLPE
400 | 2014 | 64 | XLPE
400 | 2002 | 594 | XLPE
400 | 2010 | 589 | XLPE
400 | 2011 | 380 | XLPE
400 | 2012 | 976 | XLPE
400 | 2014 | 100 | XLPE
400 | 2011 | 392 | XLPE
400 | 2014 | 280 | XLPE
400 | 2012 | 458 | XLPE
400 | 2013 | 0 | ALL READY FEEDED
400 | 2014 | 50 | XLPE
400 | 2014 | 74 | XLPE
400 | 1990 | 60 | PILCA
400 | 2009 | 1580 | XLPE
400 | 2005 | 2420 | XLPE
400 | 2005 | 1625 | XLPE
400 | 2010 | 2200 | XLPE
400 | 2010 | 1256 | XLPE
400 | 2012 | 460 | XLPE
400 | 2013 | 955 | XLPE
400 | 2010 | 105 | XLPE
400 | 2014 | 100 | XLPE
400 | 2010 | 1275 | XLPE
400 | 2012 | 1317 | XLPE
400 | 2010 | 1393 | XLPE
400 | 2010 | 1408 | XLPE
400 | 2012 | 1984 | XLPE
400 | 2010 | 1384 | XLPE
400 | 2010 | 1254 | XLPE
400 | 2010 | 438 | XLPE
400 | 2014 | 520 | XLPE
400 | 2010 | 890 | XLPE
400 | 2012 | 761 | XLPE
400 | 2009 | 1460 | XLPE
400 | 2010 | 1091 | XLPE
400 | 2015 | 1012 | XLPE
400 | - | 0 | ALL READY FEEDED
400 | 2010 | 330 | XLPE
400 | 2009 | 2200 | XLPE
400 | 2012 | 575 | XLPE
400 | 2012 | 619 | XLPE
400 | RML | 2007 | XLPE
400 | - | 0 | ALL READY FEEDED
400 | 2013 | 1200 | XLPE
400 | 2013 | 0 | ALL READY FEEDED
400 | 2013 | 0 | ALL READY FEEDED
400 | 2010 | 1150 | XLPE
400 | 2009 | 1250 | XLPE
400 | 2012 | 998 | XLPE
400 | 2009 | 250 | XLPE
400 | 2012 | 976 | XLPE
400 | 2015 | 40 | XLPE
400 | 2009 | 45 | XLPE
400 | 2015 | 40 | XLPE
400 | 2010 | 705 | XLPE
400 | 2010 | 257 | XLPE
400 | 2007 | 2031 | XLPE
400 | 2009 | 1150 | XLPE
400 | 2006 | 37 | XLPE
400 | 2003 | 40 | XLPE
400 | 2014 | 56 | XLPE
400 | 2005 | 1400 | XLPE
400 | 2014 | 240 | XLPE
400 | - | 0 | ALL READY FEEDED
400 | - |  | ALL READY FEEDED
400 | 2014 | 290 | XLPE
400 | 2016 | 0 | ESS NO. 3
400 | 2016 | 1033 | ESS NO. 3
400 | 2012 | 628 | XLPE
400 | - | 0 | ALL READY FEEDED
400 | 2016 | 1036 | XLPE
400 | - | - | ALL READY FEEDED
400 | 2004 | 561 | XLPE
400 | 1988 | 150 | XLPE
400 | 1988 | 160 | XLPE
400 | - | 0 | ALL READY FEEDED
400 | - | 0 | ALL READY FEEDED
400 | - | - | ALL READY FEEDED
400 | - | - | ALL READY FEEDED
400 | - | - | ALL READY FEEDED
400 | - | - | ALL READY FEEDED
400 | 2013 |  | ALL READY FEEDED
400 | 2014 | 504 | XLPE
400 | 2011 | 420 | XLPE
400 | 2014 | 10 | XLPE
400 | 2014 | 260 | XLPE
400 | - | - | ALL READY FEEDED
400 | 1976 | 500 | PILCA
400 | 2012 | 447 | XLPE
400 | 2014 | 433 | XLPE
400 | - | - | ALL READY FEEDED
400 | - | - | ALL READY FEEDED
400 | - | - | ESS NO. 3
400 | - | - | ALL READY FEEDED
400 | - | - | ALL READY FEEDED
400 | - | - | ALL READY FEEDED
400 | 2013 |  | ALL READY FEEDED
400 | 2011 | 356 | XLPE
400 | - | - | ALL READY FEEDED
400 | - | - | ALL READY FEEDED
400 | - | - | ALL READY FEEDED
400 | - | - | ALL READY FEEDED
400 | 2014 | 250 | XLPE
400 | 2014 | 100 | XLPE
400 | - | - | ALL READY FEEDED
400 | - | - | ESS NO. 3
400 | - | - | ALL READY FEEDED
400 | - | - | ALL READY FEEDED
400 | - | - | ALL READY FEEDED
400 | 2010 | 80 | XLPE
400 | - | - | ALL READY FEEDED
400 | 2005 | 180 | XLPE
400 | 2012 | 420 | XLPE
400 | - | - | ALL READY FEEDED
400 | - | - | ALL READY FEEDED
400 | - | - | ALL READY FEEDED
400 | 2012 | 680 | XLPE
400 | 1981 | 380 | PILCA
400 | - | - | ALL READY FEEDED
400 | 2014 | 460 | XLPE
400 | 2010 | 529 | XLPE
400 | - | - | ALL READY FEEDED
400 | 2012 | 625 | XLPE
400 | - | - | ALL READY FEEDED
400 | 2009 | 973 | XLPE
400 | - | - | ALL READY FEEDED
400 | 1998 | 475 | XLPE
400 | 2010 | 111 | XLPE
400 | 2010 | 280 | XLPE
400 | - | - | ALL READY FEEDED
400 | 2010 | 506 | XLPE
400 | - | - | ALL READY FEEDED
400 | 2014 | 455 | XLPE
400 | 2012 | 455 | XLPE
400 | 2012 | 631 | XLPE
400 | - | - | ALL READY FEEDED
400 | - | - | ALL READY FEEDED
400 | - | - | ALL READY FEEDED
400 | - | - | ALL READY FEEDED
400 | - | - | ALL READY FEEDED
400 | - | - | ALL READY FEEDED
400 | 2005 | 40 | XLPE
400 | 2005 | 350 | XLPE
400 | - | - | ALL READY FEEDED
400 | 2013 | 660 | XLPE
400 | 2011 | 88 | XLPE
400 | - | - | ALL READY FEEDED
400 | - | - | ALL READY FEEDED
400 | 2010 | 1090 | XLPE
400 | - | - | ALL READY FEEDED
400 | 2010 | 1623 | XLPE
400 | - | - | ALL READY FEEDED
400 | 2012 | 260 | XLPE
400 | - | - | ALL READY FEEDED
400 | 2012 |  | ALL READY FEEDED
400 | - | - | ALL READY FEEDED
400 | - | - | ALL READY FEEDED
400 | - | - | ALL READY FEEDED
400 | - | - | ALL READY FEEDED
400 | 2011 | 2007 | XLPE
400 | 2011 | 1012 | XLPE
400 | 2010 | 150 | XLPE
400 | - | - | ALL READY FEEDED
400 | 2010 | 270 | XLPE
400 | 2010 | 50 | XLPE
400 | 2012 | 635 | XLPE
400 | 2010 | 594 | XLPE
400 | 2010 | 50 | XLPE
400 | 2012 | 550 | XLPE
400 | - | - | ALL READY FEEDED
400 | 2012 | 2233 | XLPE
400 | - | - | ALL READY FEEDED
400 | - | - | ALL READY FEEDED
400 | 2010 | 1200 | XLPE
400 | 2010 | 500 | XLPE
400 | 2009 | 80 | XLPE
400 | - | - | ALL READY FEEDED
400 | 2009 | 347 | XLPE
400 | 2009 | 80 | XLPE
400 | 2016 | 1010 | XLPE
400 | - | - | ALL READY FEEDED
400 | - | - | ALL READY FEEDED
400 | - | - | ALL READY FEEDED
400 | 2012 | 645 | XLPE
400 |  | - | ALL READY FEEDED
400 | - | - | ALL READY FEEDED
400 | 2010 | 72 | XLPE
400 | - | - | ALL READY FEEDED
400 | 2014 | 120 | XLPE
400 | - | - | ALL READY FEEDED
400 | 2016 | 1010 | XLPE
400 | 2016 | 3150 | XLPE
400 | 2016 | 380 | XLPE
400 | 2010 | 180 | XLPE
400 | 2010 | 150 | XLPE
400 | 2012 | 180 | XLPE
400 | 2012 | 180 | XLPE
400 | - | - | ALL READY FEEDED
400 | - | - | ALL READY FEEDED
400 | - | - | ALL READY FEEDED
400 | - | - | ALL READY FEEDED
400 | - | - | ALL READY FEEDED
400 | - | - | ALL READY FEEDED
400 | - | - | ALL READY FEEDED
400 | 2011 | 150 | XLPE
400 | - | - | ALL READY FEEDED
400 | - | - | ALL READY FEEDED
400 | 2013 | 161 | XLPE
400 | 2013 | 200 | XLPE
400 | 2013 | 925 | XLPE
400 | 2013 | 6 | XLPE
400 | 2013 | 210 | XLPE
400 | 2013 | 170 | XLPE
400 | - | - | ALL READY FEEDED
400 | - | - | ALL READY FEEDED
400 | 2013 | 5 | XLPE
400 | 2013 | 432 | XLPE
400 | - | - | ALL READY FEEDED
400 | 2013 | 195 | XLPE
400 | 2013 | 1250 | XLPE
400 | 2013 | 55 | XLPE
400 | 2013 | 8 | XLPE
400 | 2013 | 1250 | XLPE
400 | 2013 | 7 | XLPE
400 | - | - | ALL READY FEEDED
400 | 2013 | 370 | XLPE
400 | 2013 | 1255 | XLPE
400 | 2013 | 360 | XLPE
400 | - | - | ALL READY FEEDED
400 | 2013 | 5 | XLPE
400 | 2013 |  | ALL READY FEEDED
400 | 2013 | 375 | XLPE
400 | - | - | ALL READY FEEDED
400 | - | - | ALL READY FEEDED
400 | 2013 | 630 | XLPE
400 | 2013 | 750 | XLPE
400 | 2013 | 280 | XLPE
400 | - | - | ALL READY FEEDED
400 | 2013 |  | XLPE
400 | 2013 | 185 | XLPE
400 | - | - | ALL READY FEEDED
400 | 2013 | 180 | XLPE
400 | 2013 | 160 | XLPE
400 | 2013 | 10 | XLPE
400 | 2013 | 540 | XLPE
400 | 2013 | 210 | XLPE
400 | 2013 | 8 | XLPE
400 | - | - | ALL READY FEEDED
400 | 2013 | 173 | XLPE
400 | - | - | ALL READY FEEDED
400 | 2013 |  | ALL READY FEEDED
400 | 2013 | 195 | XLPE
400 | - | - | ALL READY FEEDED
400 | - | - | ALL READY FEEDED
400 | 2013 | 162 | XLPE
400 | 2013 | 35 | XLPE
400 | 2013 | 143 | XLPE
400 | 2013 | 178 | XLPE
400 | 2013 | 147 | XLPE
400 | 2013 | 285 | XLPE
400 | 2013 | 210 | XLPE
400 | - | - | ALL READY FEEDED
400 | 2013 | 390 | XLPE
400 | 2013 | 180 | XLPE
400 | 2013 | 563 | XLPE
400 | 2013 | 174 | XLPE
400 | 2013 | 431 | XLPE
400 | - | - | ALL READY FEEDED
400 | - | - | ALL READY FEEDED
400 | 2013 | 264 | XLPE
400 | 2013 | 130 | XLPE
400 | - | - | ALL READY FEEDED
400 | 2013 | 1160 | XLPE
400 | 2013 | 975 | XLPE
400 | - | - | ALL READY FEEDED
400 | 2013 | 15 | XLPE
400 | 2013 | 25 | XLPE
400 | 2013 | 350 | XLPE
400 | - | - | ALL READY FEEDED
400 | - | - | ALL READY FEEDED
400 | - | - | ALL READY FEEDED
400 | - | - | ALL READY FEEDED
400 | - | - | ALL READY FEEDED
400 | 2013 | 360 | XLPE
400 | 2013 |  | ALL READY FEEDED
400 | 2013 |  | ALL READY FEEDED
400 | 2013 |  | ALL READY FEEDED
400 | 2013 |  | ALL READY FEEDED
400 | 2013 | 20 | XLPE
400 | 2013 | 90 | XLPE
400 | 2013 | 300 | XLPE
400 | 2013 |  | ALL READY FEEDED
400 | 2013 |  | ALL READY FEEDED
632
- | - | 0 | ESS NO. 3
- | - | 0 | ALL READY FEEDED
- | - | - | ESS NO. 3
0.10''/3C | 1960 | 200 | Pilca
0.150''/3C | 1961 | 300 | Pilca
0.150''/3C | 1961 | 74 | Pilca
0.150''/3C | 1961 | 135 | Pilca
0.150''/3C | 1961 | 22 | Pilca
0.20''/3C | 1972 | 1204 | Pilca
0.20''/3C | 1954 | 1734 | Pilcca
0.20/3C | 1960 | 720 | Pilca
0.250'' | 1961 | 1400 | Pilca
0.250''/3C | 1968 | 1463 | Pilca
0.250''/3C | 1967 | 1381 | Pilcca
0.250''/3C | 1966 | 900 | Pilcca
0.250''/3C | 1960 | 434 | Pilca
0.250''/3C | 1960 | 364 | Pilca
0.250''/3C | 1956 | 1032 | Pilca
0.25Sqr/in | 1958 | 650 | Pilca
0.2''mm2 | 1964 | 975 | Pilca
150 | 1991 | 15 | Pilca
150 | 1987 | 55 | XLPE
150 | 2002 | 1594 | XLPE
150 | 2004 | 806 | XLPE
150 | 1990 | 75 | Pilca
150 | 1993 | 678 | XLPE
150 | 1968 | 98 | Pilca
150 | 1968 | 428 | XLPE
150 | 1991 | 336 | Pilca
150 | 1991 | 1826 | Pilca
150 | 1984 | 48 | Pilca
150 | 2008 | 455 | Pilca
150 | 2008 | 37 | Pilca
150 | 1983 | 248 | Pilca
150 | 2009 | 90 | XLPE
150 | 1990 | 1182 | Pilca
150 | 1990 | 14 | Pilca
150 | 1990 | 12 | Pilca
150 | 1990 | 980 | XLPE
150 | 2007 | 1080 | XLPE
150 | 2013 | 25 | XLPE
150 | 2013 | 22 | XLPE
150 | 2008 | 25 | Pilca
150 | 1993 | 14 | Pilca
150 | 193 | 16 | Pilca
150 | 1990 | 139 | Pilca
150 | 1990 | 21.5 | XLPE
150 | 1990 | 15.5 | XLPE
150 | 1977 | 300 | XLPE
150 | 1990 | 19 | Pilca
150 | 1990 | 27 | Pilca
150 | 2012 | 22 | XLPE
150 | 2012 | 160 | XLPE
150 | 2002 | 600 | XLPE
150 | 1984 | 85 | Pilca
150 | 1961 | 20 | Pilca
150 | 1989 | 250 | Pilca
150 | 2009 | 30 | XLPE
150 | 2009 | 2050 | XLPE
150 | 2013 | 819 | XLPE
150 | 2003 | 220 | XLPE
150 | 2006 | 33 | Pilca
150 | 2009 | 17 | Pilca
150 | 1988 | 112 | Pilca
150 | 2005 | 90 | Pilca
150 | 2003 | 60 | Pilca
150 | 2007 | 458 | Pilca
150 | 1978 | 170 | Pilca
150 | 1982 | 33 | Pilca
150 | 1982 | 26 | Pilca
150 | 1991 | 258 | Pilca
150 | 1981 | 29 | Pilca
150 | 1981 | 24 | Pilca
150 | 1960 | 200 | Pilca
150 | 2000 | 552 | XLPE
150 | 1999 | 50.5 | XLPE
150 | 1988 | 127 | Pilca
150 | 1988 | 40 | Pilca
150 | 1990 | 290 | Pilca
150 | 1997 | 1324 | XLPE
150 | 2004 | 1770 | XLPE
150 | 2002 | 718 | Pilca
150 | 1979 | 250 | Pilca
150 | 1986 | 11 | Pilca
150 | 1986 | 11 | Pilca
150 | 1993 | 321 | Pilca
150 | 1997 | 779 | XLPE
150 | 2008 | 887 | XLPE
150 | 1986 | 1871 | Pilca
150 | 1990 | 250 | Pilca
150 | 1990 | 232 | Pilca
150 | 2008 | 297 | Pilca
150 | 1996 | 236 | XLPE
150 | 1985 | 397 | Pilca
150 | 1985 | 30 | Pilca
150 | 1985 | 30 | Pilca
150 | 1988 | 24 | Pilca
150 | 1988 | 26 | Pilca
150 | 1988 | 483 | Pilca
150 | 1988 | 490 | Pilca
150 | 2006 | 186 | XLPE
150 | 2006 | 632 | XLPE
150 | 2006 | 25 | XLPE
150 | 2006 | 15 | XLPE
150 | 1986 | 150 | Pilca
150 | 1986 | 29.5 | Pilca
150 | 1986 | 35 | Pilca
150 | 1986 | 18 | Pilca
150 | 1980 | 16 | Pilca
150 | 2003 | 15 | XLPE
150 | 2003 | 20 | XLPE
150 | 1991 | 172.5 | Pilca
150 | 1991 | 172.5 | Pilca
150 | 1994 | 40 | Pilca
150 | 1996 | 236 | XLPE
150 | 2005 | 524 | XLPE
150 | 2003 | 692 | XLPE
150 | 2003 | 597 | XLPE
150 |  | 50 | XLPE
150 | 2008 | 47 | XLPE
150 | 2008 | 47 | XLPE
150 | 2003 | 1477 | XLPE
150 | 1997 | 30 | XLPE
150 | 2006 | 112 | Pilca
150 | 1971 | 2237.5 | Pilcca
150 | 1984 | 123 | Pilca
150 | 1970 | 15 | Pilca
150 | 1984 | 175 | Pilca
150 | 1973 | 1615 | Pilca
150 | 1976 | 600 | Pilca
150 | 1968 | 500 | Pilca
150 | 2010 | 1384 | XLPE
150 | 2008 | 902 | Pilca
150 | 1979 | 502 | Pilca
300 | 1986 | 2880 | Pilca
300 | 1986 | 1498 | Pilca
240 | 1995 | 724 | XLPE
240 | 1996 | 261 | XLPE
240 | 1996 | 552 | XLPE
25mm | 1971 | 16 | Pilca
2X150 | 2004 | 399 | XLPE
2x400 | 40969 | 1273 | XLPE
2x400mm2 | 40969 | 900 | XLPE
300 | 2006 | 860 | XLPE
300 | 1990 | 84 | XLPE
300 | 2003 | 329 | XLPE
300 | 1990 | 1064 | Pilca
300 | 1990 | 997 | Pilca
300 | 2008 | 370 | XLPE
300 | 2007 | 836 | XLPE
300 | 1996 | 752 | Pilca
300 | 2007 | 860 | Pilca
300 | 2008 | 2173 | XLPE
300 | 2008 | 664 | XLPE
300 | 1997 | 824 | Pilca
300 | 1990 | 254 | XLPE
300 | 1988 | 1563 | Pilca
300 | 1990 | 253 | Pilca
300 | 1993 | 418 | XLPE
300 | 1986 | 54 | Pilca
300 | 1986 | 48 | Pilca
300 | 1990 | 238 | XLPE
300 | 1996 | 46
300 | 1996 | 547 | XLPE
300 | 1996 | 251 | XLPE
300 | 1981 | 547 | Pilca
300 | 1990 | 277 | Pilca
300 | 2008 | 498 | XLPE
300 | 1990 | 277 | Pilca
300 | 1999 | 452 | XLPE
300 | 2009 | 123 | XLPE
300 | 2009 | 275 | XLPE
300 | 2007 | 1448 | XLPE
300 | 1975 | 25 | Pilca
300 | 1980 | 204 | Pilca
300 | 1995 | 61 | XLPE
300 | 1995 | 248 | XLPE
300 | 1995 | 500 | XLPE
300 | 2007 | 653 | XLPE
400 | 2013 | 786 | XLPE
400 | 2011 | 2550 | XLPE
400 | 40969 | 1139 | XLPE
400 | 2009 | 645 | XLPE
400 | 2013 | 305 | XLPE
400 | (1991) 2014 | 33 | XLPE
400 | 41334 | 319 | XLPE
400 | 1992 | 2978 | XLPE
400 | 2009 | 624 | XLPE
400 | 1990 | 336 | XLPE
400 | 2009 | 173 | XLPE
400 | 2013 | 1190 | XLPE
400 | 2010 | 490 | XLPE
400 | 40969 | 940 | XLPE
400 | 40969 | 42 | XLPE
400 | 40969 | 328 | XLPE
400 | 40969 | 1672 | XLPE
400 | 40969 | 1386 | XLPE
400 | 41334 | 859 | XLPE
400 | 1990 | 2540 | XLPE
400 | 2015 | 1033 | XLPE
400 | 2015 | 1036 | XLPE
400 | 2012 | 262 | XLPE
400 | 1983 | 10 | XLPE
400 | 3.7.2013 | 1478 | XLPE
400 | 2007 | 1969 | XLPE
400 | 1995 | 812 | XLPE
400 | 2013 | 440 | XLPE
400 | 2013 | 1149 | XLPE
400 | 2011 | 2675 | XLPE
400 | 2010 | 2050 | XLPE
400 | 1994 | 653 | XLPE
400 | 1990 | 256 | XLPE
400 | 16705 | 1645 | XLPE
400 | 2013 | 375 | XLPE
400 | 2013 | 2694 | XLPE
400 | 3.7201 | 2971 | XLPE
400 | 2010 | 2050 | XLPE
400 | 2010 | 2150 | XLPE
400 | 2008 | 503 | XLPE
400 | 2008 | 847 | XLPE
400 | 2009 | 215 | XLPE
400 | 2010 | 645 | XLPE
400 | 2010 | 566 | XLPE
400 | 2010 | 65 | XLPE
400 | 2013 | 813 | Pilca
70/150mmsq | 1973 | 417 | Pilca
70/150mmsq | 1975 | 400 | Pilca
70 | 1974 | 629 | Pilca
70 | 1972 | 610 | Pilca
70 | 2003 | 17 | XLPE
70 | 1972 | 520 | Pilca
70 | 1972 | 525 | Pilca
70 | 1975 | 15 | Pilca
70 | 1975 | 15 | Pilca
70 | 1990 | 12 | Pilca
70 | 1990 | 278 | Pilca
70 | 1979 | 35 | Pilca
70 | 1983 | 25 | Pilca
70 | 2009 | 65 | Pilca
70 | 1992 | 40.6 | Pilca
70 | 1984 | 40 | Pilca
70 | 1984 | 44 | Pilca
70 | 1971 | 22 | Pilca
70 | 1988 | 200 | Pilca
70 | 2006 | 39 | XLPE
70 | 1991 | 9.5 | Pilca
70 | 1991 | 16.2 | Pilca
70 | 1971 | 230 | Pilca
70 | 2002 | 37 | Pilca
70 | 2002 | 47 | Pilca
70 | 1976 | 683 | Pilca
70 | 1975 | 500 | Pilca
70 | 1979 | 17 | Pilca
70 | 1979 | 19 | Pilca
70 | 1979 | 627 | Pilca
95 | 2014-15 | 11 | XLPE
95 | 2014-15 | 22 | XLPE
24911
16267
4522
1416
540
455
2879
3210
1757
2020
526
369
1841
9367
841
12119.5
6197
221
2762
139
157
8878
9312.1
3628
648.5
363
2181
415
744
17766
| 1990 | 67 | XLPE
| 1990 | 96 | XLPE
5347
| 2004 | 212 | XLPE
6274
8974
47
3069
9066
| 1994 | 210 | XLPE
2563
708
4557
4554
6850
3039
30
899
858
539
350.5
602
333
370.7
276
1165
809
XLPE
859
798
1433
2018
1645
1489
398
1478
290
2107
182
600
600
2240
9228
7659
10701
| 1986 | 50 | PILCA
| 2003 | 50 | XLPE
31212
11394
16150
2191
| 2014 | 40 | XLPE
3657
620
344
519
641
490
1040
80
1930
70
1014
297
480
95
1150
130
775
125
1185
122
810
626
342
95
111
70
200
420
845
466
702
95
439
770
70
330
245
80
115
105
2386
222
4972
779
432
815
2737
3975
585
1375
2725
1611
861
1030
659
440
390
740
708
190
1304
801
625
2405
3352
1702
2021
50
5419
150
830
20
1415
1156
3074
1805
920
1517
120
681
1121
30
50
120
330
360
2304
4935
2025
1296
5817
0